## Motor Data
Plant | Type | Issue Name | 2020 | 2021 | 2022 | 2023 | 2024 | 2025 | 2026 | 2027 | 2028 | 2029 | 2030 | 2031 | 2032 | 2033 | 2034 | 2035 | 2036 | 2037 | 2038 | 2039 | 2040 | 2041 | 2042 | 2043 | 2044 | 2045 | 2046 | 2047 | 2048 | 2049 | 2050 | 2051 | 2052 | 2053 | 2054 | Total | Exclude | Duplicate ID | Duplicate Issue
Plant1 | MCIP | 2A RCP Motor Replacement A2R21 and Rewind | 2934 | 625 | 0 | 0 | 0 | 0 | 0 | 0 | 0 | 0 | 0 | 0 | 0 | 0 | 0 | 0 | 0 | 0 | 0 | 0 | 0 | 0 | 0 | 0 | 0 | 0 | 0 | 0 | [7 empty] | 3559 |  | #REF! | #REF!
Plant1 | MCIP | 2CW01PC Pump and Motor Replacements and Rebuilds | 2158 | 0 | 0 | 0 | 0 | 0 | 0 | 0 | 0 | 0 | 0 | 0 | 0 | 0 | 0 | 0 | 0 | 0 | 0 | 0 | 0 | 0 | 0 | 0 | 0 | 0 | 0 | 0 | [7 empty] | 2158 |  | #REF! | #REF!
Plant1 | MCIP | 2SX01PB-M Motor Replacement and Rewind | 990 | 0 | 0 | 0 | 0 | 0 | 0 | 0 | 0 | 0 | 0 | 0 | 0 | 0 | 0 | 0 | 0 | 0 | 0 | 0 | 0 | 0 | 0 | 0 | 0 | 0 | 0 | 0 | [7 empty] | 990 |  | #REF! | #REF!
Plant1 | MCIP | A1R21 1B RCP Motor Replacement A1R22 and Rewind | 891 | 0 | 0 | 0 | 0 | 0 | 0 | 0 | 0 | 0 | 0 | 0 | 0 | 0 | 0 | 0 | 0 | 0 | 0 | 0 | 0 | 0 | 0 | 0 | 0 | 0 | 0 | 0 | [7 empty] | 891 |  | #REF! | #REF!
Plant1 | MCIP | 0WS01PA-M Motor Replacement and Refurbishment | 394 | 0 | 0 | 0 | 0 | 0 | 0 | 0 | 0 | 0 | 0 | 0 | 0 | 0 | 0 | 0 | 0 | 0 | 0 | 0 | 0 | 0 | 0 | 0 | 0 | 0 | 0 | 0 | [7 empty] | 394 |  | #REF! | #REF!
Plant1 | MCIP | 2RD01E Rod Drive Motor/Generator Refurbishment | 343 | 0 | 0 | 0 | 0 | 0 | 0 | 0 | 0 | 0 | 0 | 0 | 0 | 0 | 0 | 0 | 0 | 0 | 0 | 0 | 0 | 0 | 0 | 0 | 0 | 0 | 0 | 0 | [7 empty] | 343 |  | #REF! | #REF!
Plant1 | MCIP | A2R22 2D RCP Motor Replacement and Rewind | 240 | 3116 | 910 | 0 | 0 | 0 | 0 | 0 | 0 | 0 | 0 | 0 | 0 | 0 | 0 | 0 | 0 | 0 | 0 | 0 | 0 | 0 | 0 | 0 | 0 | 0 | 0 | 0 | [7 empty] | 4266 |  | #REF! | #REF!
Plant1 | MCIP | 1D RCP Motor Replacement A1R22 and Rewind | 100 | 3958 | 0 | 0 | 0 | 0 | 0 | 0 | 0 | 0 | 0 | 0 | 0 | 0 | 0 | 0 | 0 | 0 | 0 | 0 | 0 | 0 | 0 | 0 | 0 | 0 | 0 | 0 | [7 empty] | 4058 |  | #REF! | #REF!
Plant1 | MCIP | 1RD02E Rod Drive Motor/Generator Refurbishment | 7 | 362 | 0 | 0 | 0 | 0 | 0 | 0 | 0 | 0 | 0 | 0 | 0 | 0 | 0 | 0 | 0 | 0 | 0 | 0 | 0 | 0 | 0 | 0 | 0 | 0 | 0 | 0 | [7 empty] | 369 |  | #REF! | #REF!
Plant1 | MCIP | 1SX01PA-M Motor Replacement and Rewind | 0 | 1111 | 0 | 0 | 0 | 0 | 0 | 0 | 0 | 0 | 0 | 0 | 0 | 0 | 0 | 0 | 0 | 0 | 0 | 0 | 0 | 0 | 0 | 0 | 0 | 0 | 0 | 0 | [7 empty] | 1111 |  | #REF! | #REF!
Plant1 | MCIP | 1GC01PA 1A Stator Cooling Pump and Motor Replacement | 0 | 54 | 0 | 0 | 0 | 0 | 0 | 0 | 0 | 0 | 0 | 0 | 0 | 0 | 0 | 0 | 0 | 0 | 0 | 0 | 0 | 0 | 0 | 0 | 0 | 0 | 0 | 0 | [7 empty] | 54 |  | #REF! | #REF!
Plant1 | MCIP | 0WS01PC Pump Replacement and Motor Refurbishment | 0 | 13 | 304 | 747 | 0 | 0 | 0 | 0 | 0 | 0 | 0 | 0 | 0 | 0 | 0 | 0 | 0 | 0 | 0 | 0 | 0 | 0 | 0 | 0 | 0 | 0 | 0 | 0 | [7 empty] | 1064 |  | #REF! | #REF!
Plant1 | MCIP | 1SX01PB-M Motor Replacement and Refurbishment | 0 | 0 | 835 | 309 | 0 | 0 | 0 | 0 | 0 | 0 | 0 | 0 | 0 | 0 | 0 | 0 | 0 | 0 | 0 | 0 | 0 | 0 | 0 | 0 | 0 | 0 | 0 | 0 | [7 empty] | 1144 |  | #REF! | #REF!
Plant1 | MCIP | 2SX01PA-M Motor Replacement and Rewind | 0 | 0 | 50 | 1130 | 0 | 0 | 0 | 0 | 0 | 0 | 0 | 0 | 0 | 0 | 0 | 0 | 0 | 0 | 0 | 0 | 0 | 0 | 0 | 0 | 0 | 0 | 0 | 0 | [7 empty] | 1180 |  | #REF! | #REF!
Plant1 | MCIP | CW 2B CW Pump & Motor Overhaul | 0 | 0 | 30 | 2078 | 0 | 0 | 0 | 0 | 0 | 0 | 0 | 0 | 0 | 0 | 0 | 0 | 0 | 0 | 0 | 0 | 0 | 0 | 0 | 0 | 0 | 0 | 0 | 0 | [7 empty] | 2108 |  | #REF! | #REF!
Plant1 | MCIP | 2CD05PB-M Replacement and Refurbishment of Motor | 0 | 0 | 0 | 558 | 0 | 0 | 0 | 0 | 0 | 0 | 0 | 0 | 0 | 0 | 0 | 0 | 0 | 0 | 0 | 0 | 0 | 0 | 0 | 0 | 0 | 0 | 0 | 0 | [7 empty] | 558 |  | #REF! | #REF!
Plant1 | MCIP | 2HD01PB Heater Drain Motor Replacement and Refurbishment | 0 | 0 | 0 | 393 | 0 | 0 | 0 | 0 | 0 | 0 | 0 | 0 | 0 | 0 | 0 | 0 | 0 | 0 | 0 | 0 | 0 | 0 | 0 | 0 | 0 | 0 | 0 | 0 | [7 empty] | 393 |  | #REF! | #REF!
Plant1 | MCIP | CW 1B CW Pump and Motor Overhaul | 0 | 0 | 0 | 30 | 2059 | 0 | 0 | 0 | 0 | 0 | 0 | 0 | 0 | 0 | 0 | 0 | 0 | 0 | 0 | 0 | 0 | 0 | 0 | 0 | 0 | 0 | 0 | 0 | [7 empty] | 2089 |  | #REF! | #REF!
Plant1 | MCIP | 2CD05PC-M Replacement and Refurbishment of Motor | 0 | 0 | 0 | 16 | 622 | 0 | 0 | 0 | 0 | 0 | 0 | 0 | 0 | 0 | 0 | 0 | 0 | 0 | 0 | 0 | 0 | 0 | 0 | 0 | 0 | 0 | 0 | 0 | [7 empty] | 638 |  | #REF! | #REF!
Plant1 | MCIP | 1CD05PA-M Replacement and Refurbishment of Motor | 0 | 0 | 0 | 12 | 569 | 0 | 0 | 0 | 0 | 0 | 0 | 0 | 0 | 0 | 0 | 0 | 0 | 0 | 0 | 0 | 0 | 0 | 0 | 0 | 0 | 0 | 0 | 0 | [7 empty] | 581 |  | #REF! | #REF!
Plant1 | MCIP | 1A Heater Drain Pump & Motor Replacement and Rebuild | 0 | 0 | 0 | 0 | 998 | 0 | 0 | 0 | 0 | 0 | 0 | 0 | 0 | 0 | 0 | 0 | 0 | 0 | 0 | 0 | 0 | 0 | 0 | 0 | 0 | 0 | 0 | 0 | [7 empty] | 998 |  | #REF! | #REF!
Plant1 | MCIP | 2CD05PA-M Replacement and Refurbishment of Motor | 0 | 0 | 0 | 0 | 756 | 0 | 0 | 0 | 0 | 0 | 0 | 0 | 0 | 0 | 0 | 0 | 0 | 0 | 0 | 0 | 0 | 0 | 0 | 0 | 0 | 0 | 0 | 0 | [7 empty] | 756 |  | #REF! | #REF!
Plant1 | MCIP | 2C Heater Drain Pump and Motor Replacement and Rebuild | 0 | 0 | 0 | 0 | 357 | 0 | 0 | 0 | 0 | 0 | 0 | 0 | 0 | 0 | 0 | 0 | 0 | 0 | 0 | 0 | 0 | 0 | 0 | 0 | 0 | 0 | 0 | 0 | [7 empty] | 357 |  | #REF! | #REF!
Plant1 | MCIP | SI-U-1 SI Motor Replacement - LTAM | 0 | 0 | 0 | 0 | 0 | 200 | 200 | 0 | 0 | 0 | 0 | 0 | 0 | 0 | 0 | 0 | 0 | 0 | 0 | 0 | 0 | 0 | 0 | 0 | 0 | 0 | 0 | 0 | [7 empty] | 400 |  | #REF! | #REF!
Plant1 | MCIP | SI-U-2 SI Motor Replacement - LTAM | 0 | 0 | 0 | 0 | 0 | 0 | 200 | 200 | 0 | 0 | 0 | 0 | 0 | 0 | 0 | 0 | 0 | 0 | 0 | 0 | 0 | 0 | 0 | 0 | 0 | 0 | 0 | 0 | [7 empty] | 400 |  | #REF! | #REF!
Plant1 | MCIP | 1WO01CA Motor Replacement and Rewind | 0 | 0 | 0 | 0 | 0 | 0 | 0 | 0 | 0 | 0 | 0 | 0 | 0 | 148 | 166 | 0 | 0 | 0 | 0 | 0 | 0 | 0 | 0 | 0 | 0 | 0 | 0 | 0 | [7 empty] | 314 |  | #REF! | #REF!
Plant1 | MCIP | Motor Driven Feedwater Pump System Hardening to Increase System | 0 | 990 | 0 | 0 | 0 | 0 | 0 | 0 | 0 | 0 | 0 | 0 | 0 | 0 | 0 | 0 | 0 | 0 | 0 | 0 | 0 | 0 | 0 | 0 | 0 | 0 | 0 | 0 | [7 empty] | 990 |  | #REF! | #REF!
Plant1 | O&M MCIP | Motor Driven Feedwater Pump System Hardening to Increase System | 0 | 50 | 0 | 0 | 0 | 0 | 0 | 0 | 0 | 0 | 0 | 0 | 0 | 0 | 0 | 0 | 0 | 0 | 0 | 0 | 0 | 0 | 0 | 0 | 0 | 0 | 0 | 0 | [7 empty] | 50 |  | #REF! | #REF!
Plant1 | O&M MCIP | CC 2A CC Pump Motor Refurbishment LTAM BWD | 0 | 0 | 0 | 0 | 0 | 0 | 0 | 0 | 0 | 0 | 0 | 0 | 0 | 0 | 0 | 0 | 150 | 200 | 0 | 0 | 0 | 0 | 0 | 0 | 0 | 0 | 0 | 0 | [7 empty] | 350 |  | #REF! | #REF!
Plant1 | O&M MCIP | CC 2B CC Pump Motor Replacement and Refurbishment | 0 | 0 | 0 | 0 | 0 | 0 | 0 | 0 | 0 | 0 | 0 | 0 | 0 | 0 | 0 | 0 | 0 | 0 | 0 | 150 | 200 | 0 | 0 | 0 | 0 | 0 | 0 | 0 | [7 empty] | 350 |  | #REF! | #REF!
Plant1 | O&M MCIP | CC 0CC01P Motor Replacement and Refurbishment | 0 | 0 | 0 | 0 | 0 | 0 | 0 | 0 | 0 | 0 | 0 | 355 | 0 | 0 | 0 | 0 | 0 | 0 | 0 | 0 | 0 | 0 | 0 | 0 | 0 | 0 | 0 | 0 | [7 empty] | 355 |  | #REF! | #REF!
Plant1 | O&M MCIP | CC 1B CC Pump Motor Replacement and Refurbishment | 0 | 0 | 0 | 0 | 0 | 0 | 0 | 0 | 0 | 0 | 0 | 0 | 0 | 427 | 0 | 0 | 0 | 0 | 0 | 0 | 0 | 0 | 0 | 0 | 0 | 0 | 0 | 0 | [7 empty] | 427 |  | #REF! | #REF!
Plant1 | O&M MCIP | RH- 1B RH Pump Motor Replacement (EQ-Based)- BRW | 0 | 0 | 0 | 0 | 0 | 0 | 125 | 0 | 0 | 0 | 0 | 0 | 0 | 0 | 0 | 0 | 0 | 0 | 0 | 0 | 0 | 0 | 0 | 0 | 0 | 0 | 0 | 0 | [7 empty] | 125 |  | #REF! | #REF!
Plant1 | Outage | 2CV01PB Motor (Outage Inspect) | 138 | 138 | 0 | 0 | 0 | 0 | 0 | 0 | 0 | 0 | 0 | 0 | 0 | 0 | 0 | 0 | 0 | 0 | 0 | 0 | 0 | 0 | 0 | 0 | 0 | 0 | [9 empty] | 276 |  | #REF! | #REF!
Plant1 | Outage | 1CV01PA Motor (Outage Inspect) | 0 | 147 | 0 | 0 | 0 | 0 | 0 | 0 | 0 | 0 | 0 | 0 | 0 | 0 | 0 | 0 | 0 | 0 | 0 | 0 | 0 | 0 | 0 | 0 | 0 | 0 | [9 empty] | 147 |  | #REF! | #REF!
Plant1 | Outage | AF - 2AF01PA Motor Refurbishment | 0 | 0 | 0 | 0 | 50 | 0 | 0 | 0 | 0 | 0 | 0 | 0 | 0 | 0 | 0 | 0 | 0 | 0 | 0 | 70 | 0 | 0 | 0 | 0 | 0 | 0 | [9 empty] | 120 |  | #REF! | #REF!
Plant1 | Outage | AF - 1AF01PA Motor Refurbishment LTAM BWD | 0 | 0 | 0 | 0 | 0 | 0 | 0 | 40 | 0 | 0 | 0 | 0 | 0 | 0 | 0 | 0 | 0 | 0 | 0 | 0 | 0 | 0 | 0 | 0 | 0 | 0 | [9 empty] | 40 |  | #REF! | #REF!
Plant1 | Strategic & Pools | Motor Driven Feedwater Pump System Hardening to Increase System | 160 | 0 | 0 | 0 | 0 | 0 | 0 | 0 | 0 | 0 | 0 | 0 | 0 | 0 | 0 | 0 | 0 | 0 | 0 | 0 | 0 | 0 | 0 | 0 | 0 | 0 | 0 | 0 | [7 empty] | 160 |  | #REF! | #REF!
Plant2 | MCIP | RC - 1A RCP Motor Replacement B1R23 | 1753 | 0 | 0 | 0 | 0 | 0 | 0 | 0 | 0 | 0 | 0 | 0 | 0 | 0 | 0 | 0 | 0 | 0 | 0 | 0 | 0 | 0 | 0 | 0 | 0 | 0 | 0 | [8 empty] | 1753 |  | #REF! | #REF!
Plant2 | MCIP | LPMB 1CD05PA-M Condensate/Booster Pump Motor Replacement | 350 | 0 | 0 | 0 | 0 | 0 | 0 | 0 | 0 | 0 | 0 | 0 | 0 | 0 | 0 | 0 | 0 | 0 | 0 | 0 | 0 | 0 | 0 | 0 | 0 | 0 | 0 | [8 empty] | 350 |  | #REF! | #REF!
Plant2 | MCIP | 2HD01PB-M Motor Replacement | 335 | 0 | 0 | 0 | 0 | 0 | 0 | 0 | 0 | 0 | 0 | 0 | 0 | 0 | 0 | 0 | 0 | 0 | 0 | 0 | 0 | 0 | 0 | 0 | 0 | 0 | 0 | [8 empty] | 335 |  | #REF! | #REF!
Plant2 | MCIP | 2020 LPMB 0WO01CA-M Motor Replacement | 50 | 0 | 0 | 0 | 0 | 0 | 0 | 0 | 0 | 0 | 0 | 0 | 0 | 0 | 0 | 0 | 0 | 0 | 0 | 0 | 0 | 0 | 0 | 0 | 0 | 0 | 0 | [8 empty] | 50 |  | #REF! | #REF!
Plant2 | MCIP | 0CW03PB-M 0B Circulating Water Make-Up Pump Motor | 0 | 600 | 0 | 0 | 0 | 0 | 0 | 0 | 0 | 0 | 0 | 0 | 0 | 0 | 0 | 0 | 0 | 0 | 0 | 0 | 0 | 0 | 0 | 0 | 0 | 0 | 0 | [8 empty] | 600 |  | #REF! | #REF!
Plant2 | MCIP | 1RD02E 1B Rod Drive Motor Generator Set Replacement | 0 | 155 | 0 | 0 | 0 | 0 | 0 | 0 | 0 | 0 | 0 | 0 | 0 | 0 | 0 | 0 | 0 | 0 | 0 | 0 | 0 | 0 | 0 | 0 | 0 | 0 | 0 | [8 empty] | 155 |  | #REF! | #REF!
Plant2 | MCIP | 1FC01P-M Unit 1 Spent Fuel Pool Cooling Motor Replacement (250hp) | 0 | 50 | 0 | 0 | 0 | 0 | 0 | 0 | 0 | 0 | 0 | 0 | 0 | 0 | 0 | 0 | 0 | 0 | 0 | 0 | 0 | 0 | 0 | 0 | 0 | 0 | 0 | [8 empty] | 50 |  | #REF! | #REF!
Plant2 | MCIP | 0SX03CH-M 0H Essential Service Water Cooling Fan Motor | 0 | 50 | 0 | 0 | 0 | 0 | 0 | 0 | 0 | 0 | 0 | 0 | 0 | 0 | 0 | 0 | 0 | 0 | 0 | 0 | 0 | 0 | 0 | 0 | 0 | 0 | 0 | [8 empty] | 50 |  | #REF! | #REF!
Plant2 | MCIP | 0WS01PC-M 0C Non-Essential Service Water Pump Motor | 0 | 0 | 700 | 0 | 0 | 0 | 0 | 0 | 0 | 0 | 0 | 0 | 0 | 0 | 0 | 0 | 0 | 0 | 0 | 0 | 0 | 0 | 0 | 0 | 0 | 0 | 0 | [8 empty] | 700 |  | #REF! | #REF!
Plant2 | MCIP | RCFC Motor Replacements | 0 | 0 | 400 | 400 | 0 | 0 | 0 | 0 | 0 | 0 | 0 | 0 | 0 | 0 | 0 | 0 | 0 | 0 | 0 | 0 | 0 | 0 | 0 | 0 | 0 | 0 | 0 | [8 empty] | 800 |  | #REF! | #REF!
Plant2 | MCIP | 2A Rod Drive Motor Generator Set Replacement - 2RD01E | 0 | 0 | 160 | 0 | 0 | 0 | 0 | 0 | 0 | 0 | 0 | 0 | 0 | 0 | 0 | 0 | 0 | 0 | 0 | 0 | 0 | 0 | 0 | 0 | 0 | 0 | 0 | [8 empty] | 160 |  | #REF! | #REF!
Plant2 | MCIP | 2FC01P-M Unit 2 Spent Fuel Pit Cooling Motor Replacement | 0 | 0 | 65 | 0 | 0 | 0 | 0 | 0 | 0 | 0 | 0 | 0 | 0 | 0 | 0 | 0 | 0 | 0 | 0 | 0 | 0 | 0 | 0 | 0 | 0 | 0 | 0 | [8 empty] | 65 |  | #REF! | #REF!
Plant2 | MCIP | 2SX01PB-M 2B Essential Service Water Pump Motor Replacement | 0 | 0 | 0 | 600 | 0 | 0 | 0 | 0 | 0 | 0 | 0 | 0 | 0 | 0 | 0 | 0 | 0 | 0 | 0 | 0 | 0 | 0 | 0 | 0 | 0 | 0 | 0 | [8 empty] | 600 |  | #REF! | #REF!
Plant2 | MCIP | 1HD01PA-M 1A Heater Drain Pump Motor Replacement | 0 | 0 | 0 | 350 | 0 | 0 | 0 | 0 | 0 | 0 | 0 | 0 | 0 | 0 | 0 | 0 | 0 | 0 | 0 | 0 | 0 | 0 | 0 | 0 | 0 | 0 | 0 | [8 empty] | 350 |  | #REF! | #REF!
Plant2 | MCIP | 2HD01PA-M 2A Heater Drain Pump Motor Replacement | 0 | 0 | 0 | 300 | 0 | 0 | 0 | 0 | 0 | 0 | 0 | 0 | 0 | 0 | 0 | 0 | 0 | 0 | 0 | 0 | 0 | 0 | 0 | 0 | 0 | 0 | 0 | [8 empty] | 300 |  | #REF! | #REF!
Plant2 | MCIP | 1VP01CC 1C RCFC Motor Replacement | 0 | 0 | 0 | 255 | 0 | 0 | 0 | 0 | 0 | 0 | 0 | 0 | 0 | 0 | 0 | 0 | 0 | 0 | 0 | 0 | 0 | 0 | 0 | 0 | 0 | 0 | 0 | [8 empty] | 255 |  | #REF! | #REF!
Plant2 | MCIP | 2RD02E 2B Rod Drive Motor Generator Set Replacement | 0 | 0 | 0 | 165 | 0 | 0 | 0 | 0 | 0 | 0 | 0 | 0 | 0 | 0 | 0 | 0 | 0 | 0 | 0 | 0 | 0 | 0 | 0 | 0 | 0 | 0 | 0 | [8 empty] | 165 |  | #REF! | #REF!
Plant2 | MCIP | 0CW03PA-M 0A Circulating Water Make-Up Pump Motor | 0 | 0 | 0 | 1 | 0 | 0 | 0 | 0 | 0 | 0 | 0 | 0 | 0 | 0 | 0 | 0 | 0 | 0 | 0 | 0 | 0 | 0 | 0 | 0 | 0 | 0 | 0 | [8 empty] | 1 |  | #REF! | #REF!
Plant2 | MCIP | 1SX01PB-M 1B Essential Service Water Pump Motor Replacement | 0 | 0 | 0 | 0 | 620 | 0 | 0 | 0 | 0 | 0 | 0 | 0 | 0 | 0 | 0 | 0 | 0 | 0 | 0 | 0 | 0 | 0 | 0 | 0 | 0 | 0 | 0 | [8 empty] | 620 |  | #REF! | #REF!
Plant2 | MCIP | 1CD05PC-M Condensate/Booster Pump Motor Replacement | 0 | 0 | 0 | 0 | 350 | 0 | 0 | 0 | 0 | 0 | 0 | 0 | 0 | 0 | 0 | 0 | 0 | 0 | 0 | 0 | 0 | 0 | 0 | 0 | 0 | 0 | 0 | [8 empty] | 350 |  | #REF! | #REF!
Plant2 | MCIP | 1RD01E 1A Rod Drive Motor Generator Set Replacement | 0 | 0 | 0 | 0 | 170 | 0 | 0 | 0 | 0 | 0 | 0 | 0 | 0 | 0 | 0 | 0 | 0 | 0 | 0 | 0 | 0 | 0 | 0 | 0 | 0 | 0 | 0 | [8 empty] | 170 |  | #REF! | #REF!
Plant2 | MCIP | 1GC01PB-M 1B Stator Cooling Pump Motor Replacement | 0 | 0 | 0 | 0 | 100 | 0 | 0 | 0 | 0 | 0 | 0 | 0 | 0 | 0 | 0 | 0 | 0 | 0 | 0 | 0 | 0 | 0 | 0 | 0 | 0 | 0 | 0 | [8 empty] | 100 |  | #REF! | #REF!
Plant2 | MCIP | 2B RCP Motor Replacement | 0 | 0 | 0 | 0 | 0 | 0 | 0 | 0 | 2250 | 0 | 0 | 0 | 0 | 0 | 0 | 0 | 0 | 0 | 0 | 0 | 0 | 0 | 0 | 0 | 0 | 0 | 0 | [8 empty] | 2250 |  | #REF! | #REF!
Plant2 | MCIP | 1B RCP Motor Replacement | 0 | 0 | 0 | 0 | 0 | 0 | 0 | 0 | 0 | 0 | 0 | 0 | 0 | 0 | 0 | 3250 | 0 | 0 | 0 | 0 | 0 | 0 | 0 | 0 | 0 | 0 | 0 | [8 empty] | 3250 |  | #REF! | #REF!
Plant2 | MCIP | RCP Motor Rewind (old 1A from B1R23) | 2311 | 0 | 0 | 0 | 0 | 0 | 0 | 0 | 0 | 0 | 0 | 0 | 0 | 0 | 0 | 0 | 0 | 0 | 0 | 0 | 0 | 0 | 0 | 0 | 0 | 0 | 0 | [8 empty] | 2311 |  | #REF! | #REF!
Plant2 | MCIP | Circulating Water Pump Motor Replacement/Rewind | 350 | 375 | 375 | 0 | 0 | 0 | 0 | 0 | 0 | 0 | 0 | 0 | 0 | 0 | 0 | 0 | 0 | 0 | 0 | 0 | 0 | 0 | 0 | 0 | 0 | 0 | 0 | [8 empty] | 1100 |  | #REF! | #REF!
Plant2 | O&M MCIP | RCP Motor Rewind (old 1A from B1R23) | 273 | 0 | 0 | 0 | 0 | 0 | 0 | 0 | 0 | 0 | 0 | 0 | 0 | 0 | 0 | 0 | 0 | 0 | 0 | 0 | 0 | 0 | 0 | 0 | 0 | 0 | 0 | [8 empty] | 273 |  | #REF! | #REF!
Plant2 | O&M MCIP | Circulating Water Pump Motor Replacement/Rewind | 520 | 0 | 0 | 0 | 0 | 0 | 0 | 0 | 0 | 0 | 0 | 0 | 0 | 0 | 0 | 0 | 0 | 0 | 0 | 0 | 0 | 0 | 0 | 0 | 0 | 0 | 0 | [8 empty] | 520 |  | #REF! | #REF!
Plant2 | Outage | RC - 2B RCP Motor Enhanced 10 year inspection BYR | 0 | 0 | 805 | 0 | 0 | 0 | 0 | 0 | 0 | 0 | 0 | 0 | 0 | 0 | 0 | 0 | 0 | 0 | 0 | 0 | 0 | 0 | 0 | 0 | 0 | [10 empty] | 805 |  | #REF! | #REF!
Plant2 | Outage | RC - 1D RCP Motor Ten Year Inspections | 0 | 0 | 0 | 818 | 0 | 0 | 0 | 0 | 0 | 0 | 0 | 0 | 0 | 0 | 0 | 0 | 0 | 0 | 0 | 0 | 0 | 0 | 0 | 0 | 0 | [10 empty] | 818 |  | #REF! | #REF!
Plant2 | Outage | RC - 2C RCP Motor Ten Year Inspections BYR | 0 | 0 | 0 | 840 | 0 | 0 | 0 | 0 | 0 | 0 | 0 | 0 | 0 | 0 | 0 | 0 | 0 | 0 | 0 | 0 | 0 | 0 | 0 | 0 | 0 | [10 empty] | 840 |  | #REF! | #REF!
Plant2 | Outage | RC - 2A RCP Motor Ten Year Inspections BYR | 0 | 0 | 0 | 0 | 0 | 863 | 0 | 0 | 0 | 0 | 0 | 0 | 0 | 0 | 0 | 0 | 0 | 0 | 0 | 0 | 0 | 0 | 0 | 0 | 0 | [10 empty] | 863 |  | #REF! | #REF!
Plant2 | Outage | RC - 1B RCP Motor Ten Year Inspections BYR | 0 | 0 | 0 | 0 | 0 | 0 | 0 | 955 | 0 | 0 | 0 | 0 | 0 | 0 | 0 | 0 | 0 | 0 | 0 | 0 | 0 | 0 | 0 | 0 | 0 | [10 empty] | 955 |  | #REF! | #REF!
Plant2 | Outage | RC - 1C RCP Motor Ten Year Inspections BYR | 0 | 0 | 0 | 0 | 0 | 0 | 0 | 0 | 0 | 953 | 0 | 0 | 0 | 0 | 0 | 0 | 0 | 0 | 0 | 0 | 0 | 0 | 0 | 0 | 0 | [10 empty] | 953 |  | #REF! | #REF!
Plant2 | Outage | RC - 2D RCP Motor Ten Year Inspections BYR | 0 | 0 | 0 | 0 | 0 | 0 | 0 | 0 | 0 | 1000 | 0 | 0 | 0 | 0 | 0 | 0 | 0 | 0 | 0 | 0 | 0 | 0 | 0 | 0 | 0 | [10 empty] | 1000 |  | #REF! | #REF!
Plant2 | Outage | RC - 1A RCP Motor Ten Year Inspections BYR | 0 | 0 | 0 | 0 | 0 | 0 | 0 | 0 | 0 | 0 | 998 | 0 | 0 | 0 | 0 | 0 | 0 | 0 | 0 | 0 | 0 | 0 | 0 | 0 | 0 | [10 empty] | 998 |  | #REF! | #REF!
Plant3 | MCIP | Replace Outage Motors >100 Horsepower | 2020: 231; 2021: 0; 2022: 19; 2023: 207; 2024: 400; 2025: 195; 2026: 0; 2027: 0; 2028: 0; 2029: 0; 2030: 0; 2031: 0; 2032: 0; 2033: 0; 2034: 0; 2035: 0; 2036: 0 | 1052 |  | #REF! | #REF!
Plant3 | MCIP | Replace Non-Outage Motors >100Hp | 2020: 55; 2021: 0; 2022: 61; 2023: 95; 2024: 37; 2025: 44; 2026: 0; 2027: 0; 2028: 0; 2029: 0; 2030: 0; 2031: 0; 2032: 0; 2033: 0; 2034: 0; 2035: 0; 2036: 0 | 292 |  | #REF! | #REF!
Plant3 | MCIP | 24 Circulating Water Motor Replacement/Refurb | 2020: 0; 2021: 202; 2022: 0; 2023: 0; 2024: 0; 2025: 0; 2026: 0; 2027: 0; 2028: 0; 2029: 0; 2030: 0; 2031: 0; 2032: 0; 2033: 0; 2034: 0; 2035: 0; 2036: 0 | 202 |  | #REF! | #REF!
Plant3 | MCIP | 21 Heater Drain Pump Motor Replacement/Refurb | 2020: 0; 2021: 143; 2022: 0; 2023: 0; 2024: 0; 2025: 0; 2026: 0; 2027: 0; 2028: 0; 2029: 0; 2030: 0; 2031: 0; 2032: 0; 2033: 0; 2034: 0; 2035: 0; 2036: 0 | 143 |  | #REF! | #REF!
Plant3 | MCIP | 13 Salt Water Motor Replacement/Refurb (1MA412) | 2020: 0; 2021: 36; 2022: 0; 2023: 0; 2024: 0; 2025: 0; 2026: 0; 2027: 0; 2028: 0; 2029: 0; 2030: 0; 2031: 0; 2032: 0; 2033: 0; 2034: 0; 2035: 0; 2036: 0 | 36 |  | #REF! | #REF!
Plant3 | MCIP | 13 Aux Feed Water Motor Replacement/Refurb (1MA116) | 2020: 0; 2021: 26; 2022: 0; 2023: 0; 2024: 0; 2025: 0; 2026: 0; 2027: 0; 2028: 0; 2029: 0; 2030: 0; 2031: 0; 2032: 0; 2033: 0; 2034: 0; 2035: 0; 2036: 0 | 26 |  | #REF! | #REF!
Plant3 | MCIP | 23 Salt Water Motor Replacement/Refurb (2MA412) | 2020: 0; 2021: 18; 2022: 0; 2023: 0; 2024: 0; 2025: 0; 2026: 0; 2027: 0; 2028: 0; 2029: 0; 2030: 0; 2031: 0; 2032: 0; 2033: 0; 2034: 0; 2035: 0; 2036: 0 | 18 |  | #REF! | #REF!
Plant3 | MCIP | 13 Component Cooling Water Motor Replacement/Refurb | 2020: 0; 2021: 10; 2022: 0; 2023: 0; 2024: 0; 2025: 0; 2026: 0; 2027: 0; 2028: 0; 2029: 0; 2030: 0; 2031: 0; 2032: 0; 2033: 0; 2034: 0; 2035: 0; 2036: 0 | 10 |  | #REF! | #REF!
Plant3 | MCIP | Purchase Complete CAC Motor, Fan and Housing Spare | 2020: 0; 2021: 0; 2022: 200; 2023: 0; 2024: 0; 2025: 0; 2026: 0; 2027: 0; 2028: 0; 2029: 0; 2030: 0; 2031: 0; 2032: 0; 2033: 0; 2034: 0; 2035: 0; 2036: 0 | 200 |  | #REF! | #REF!
Plant3 | Strategic & Pools | SWAP & OVERHAUL RCP MOTOR (GENERIC) | 2020: 3282; 2021: 4589; 2022: 1174; 2023: 0; 2024: 0; 2025: 0; 2026: 0; 2027: 3109; 2028: 3109; 2029: 3109; 2030: 3109; 2031: 3109; 2032: 3109; 2033: 2896; 2034: 0; 2035: 0; 2036: 0 | 30595 |  | #REF! | #REF!
Plant4 | MCIP | PUMP AND MOTOR PLAN - WS B Motor Rewind | 248 | 0 | 0 | 0 | 0 | 0 | 0 | 0 | 0 | 0 | 0 | 0 | 0 | 0 | 0 | 0 | 0 | 0 | 0 | 0 | 0 | 0 | 0 | 0 | 0 | 0 | 0 | [8 empty] | 248 |  | #REF! | #REF!
Plant4 | MCIP | PUMP AND MOTOR PLAN - Overhaul CD A Pump and Replace Motor | 0 | 900 | 0 | 0 | 0 | 0 | 0 | 0 | 0 | 0 | 0 | 0 | 0 | 0 | 0 | 0 | 0 | 0 | 0 | 0 | 0 | 0 | 0 | 0 | 0 | 0 | 0 | [8 empty] | 900 |  | #REF! | #REF!
Plant4 | MCIP | PUMP AND MOTOR PLAN - Overhaul "A" TDRFP | 0 | 805 | 0 | 0 | 0 | 0 | 0 | 0 | 0 | 0 | 0 | 0 | 0 | 0 | 0 | 0 | 0 | 0 | 0 | 0 | 0 | 0 | 0 | 0 | 0 | 0 | 0 | [8 empty] | 805 |  | #REF! | #REF!
Plant4 | MCIP | PUMP AND MOTOR PLAN - WO Chiller replacements (ER | 0 | 0 | 475 | 250 | 2500 | 2500 | 2500 | 2500 | 0 | 0 | 0 | 0 | 0 | 0 | 0 | 0 | 0 | 0 | 0 | 0 | 0 | 0 | 0 | 0 | 0 | 0 | 0 | [8 empty] | 10725 |  | #REF! | #REF!
Plant4 | MCIP | PUMP AND MOTOR PLAN - WS C Motor Replacement | 0 | 0 | 260 | 0 | 0 | 0 | 0 | 0 | 0 | 0 | 0 | 0 | 0 | 0 | 0 | 0 | 0 | 0 | 0 | 0 | 0 | 0 | 0 | 0 | 0 | 0 | 0 | [8 empty] | 260 |  | #REF! | #REF!
Plant4 | MCIP | PUMP AND MOTOR PLAN - Overhaul CD B Pump and Replace Motor | 0 | 0 | 0 | 900 | 0 | 0 | 0 | 0 | 0 | 0 | 0 | 0 | 0 | 0 | 0 | 0 | 0 | 0 | 0 | 0 | 0 | 0 | 0 | 0 | 0 | 0 | 0 | [8 empty] | 900 |  | #REF! | #REF!
Plant4 | MCIP | PUMP AND MOTOR PLAN - Overhaul "B" TDRFP | 0 | 0 | 0 | 800 | 0 | 0 | 0 | 0 | 0 | 0 | 0 | 0 | 0 | 0 | 0 | 0 | 0 | 0 | 0 | 0 | 0 | 0 | 0 | 0 | 0 | 0 | 0 | [8 empty] | 800 |  | #REF! | #REF!
Plant4 | MCIP | PUMP AND MOTOR PLAN - FC A Motor and Pump rebuilds | 0 | 0 | 0 | 605 | 0 | 0 | 0 | 0 | 0 | 0 | 0 | 0 | 0 | 0 | 0 | 0 | 0 | 0 | 0 | 0 | 0 | 0 | 0 | 0 | 0 | 0 | 0 | [8 empty] | 605 |  | #REF! | #REF!
Plant4 | MCIP | PUMP AND MOTOR PLAN - Replace CW 'B' Pump & Motor | 0 | 0 | 0 | 0 | 0 | 2500 | 0 | 0 | 0 | 0 | 0 | 0 | 0 | 0 | 0 | 0 | 0 | 0 | 0 | 0 | 0 | 0 | 0 | 0 | 0 | 0 | 0 | [8 empty] | 2500 |  | #REF! | #REF!
Plant4 | MCIP | PUMP AND MOTOR PLAN - Overhaul CD D Pump and Replace Motor | 0 | 0 | 0 | 0 | 0 | 910 | 0 | 0 | 0 | 0 | 0 | 0 | 0 | 0 | 0 | 0 | 0 | 0 | 0 | 0 | 0 | 0 | 0 | 0 | 0 | 0 | 0 | [8 empty] | 910 |  | #REF! | #REF!
Plant4 | MCIP | PUMP AND MOTOR PLAN - Overhaul CRD B Pump and Motor | 0 | 0 | 0 | 0 | 0 | 805 | 0 | 0 | 0 | 0 | 0 | 0 | 0 | 0 | 0 | 0 | 0 | 0 | 0 | 0 | 0 | 0 | 0 | 0 | 0 | 0 | 0 | [8 empty] | 805 |  | #REF! | #REF!
Plant4 | MCIP | PUMP AND MOTOR PLAN - FC B Motor and Pump Rebuilds | 0 | 0 | 0 | 0 | 0 | 620 | 0 | 0 | 0 | 0 | 0 | 0 | 0 | 0 | 0 | 0 | 0 | 0 | 0 | 0 | 0 | 0 | 0 | 0 | 0 | 0 | 0 | [8 empty] | 620 |  | #REF! | #REF!
Plant4 | MCIP | PUMP AND MOTOR PLAN - WS A Motor Replacement | 0 | 0 | 0 | 0 | 0 | 500 | 0 | 0 | 0 | 0 | 0 | 0 | 0 | 0 | 0 | 0 | 0 | 0 | 0 | 0 | 0 | 0 | 0 | 0 | 0 | 0 | 0 | [8 empty] | 500 |  | #REF! | #REF!
Plant4 | MCIP | PUMP AND MOTOR PLAN - Overhaul CB A Pump and Replace Motor | 0 | 0 | 0 | 0 | 0 | 458 | 0 | 0 | 0 | 0 | 0 | 0 | 0 | 0 | 0 | 0 | 0 | 0 | 0 | 0 | 0 | 0 | 0 | 0 | 0 | 0 | 0 | [8 empty] | 458 |  | #REF! | #REF!
Plant4 | MCIP | PUMP AND MOTOR PLAN - Replace CW 'C' Pump & Motor | 0 | 0 | 0 | 0 | 0 | 0 | 0 | 2650 | 0 | 0 | 0 | 0 | 0 | 0 | 0 | 0 | 0 | 0 | 0 | 0 | 0 | 0 | 0 | 0 | 0 | 0 | 0 | [8 empty] | 2650 |  | #REF! | #REF!
Plant4 | MCIP | PUMP AND MOTOR PLAN - Overhaul CRD A Pump and Motor | 0 | 0 | 0 | 0 | 0 | 0 | 0 | 820 | 0 | 0 | 0 | 0 | 0 | 0 | 0 | 0 | 0 | 0 | 0 | 0 | 0 | 0 | 0 | 0 | 0 | 0 | 0 | [8 empty] | 820 |  | #REF! | #REF!
Plant4 | MCIP | PUMP AND MOTOR PLAN - Overhaul CB B Pump and Replace Motor | 0 | 0 | 0 | 0 | 0 | 0 | 0 | 458 | 0 | 0 | 0 | 0 | 0 | 0 | 0 | 0 | 0 | 0 | 0 | 0 | 0 | 0 | 0 | 0 | 0 | 0 | 0 | [8 empty] | 458 |  | #REF! | #REF!
Plant4 | MCIP | PUMP AND MOTOR PLAN - Replace CW 'A' Pump & Motor | 0 | 0 | 0 | 0 | 0 | 0 | 0 | 0 | 0 | 2800 | 0 | 0 | 0 | 0 | 0 | 0 | 0 | 0 | 0 | 0 | 0 | 0 | 0 | 0 | 0 | 0 | 0 | [8 empty] | 2800 |  | #REF! | #REF!
Plant4 | MCIP | PUMP AND MOTOR PLAN - Overhaul CB C Pump and Replace Motor | 0 | 0 | 0 | 0 | 0 | 0 | 0 | 0 | 0 | 458 | 0 | 0 | 0 | 0 | 0 | 0 | 0 | 0 | 0 | 0 | 0 | 0 | 0 | 0 | 0 | 0 | 0 | [8 empty] | 458 |  | #REF! | #REF!
Plant4 | O&M MCIP | PUMP AND MOTOR PLAN - CC 'A' Motor rewind/refurbishment | 0 | 98 | 0 | 0 | 0 | 0 | 0 | 0 | 0 | 0 | 0 | 0 | 0 | 0 | 0 | 0 | 0 | 0 | 0 | 0 | 0 | 0 | 0 | 0 | 0 | 0 | 0 | [8 empty] | 98 |  | #REF! | #REF!
Plant4 | O&M MCIP | PUMP AND MOTOR PLAN - CC 'B' Motor rewind/refurbishment | 0 | 0 | 0 | 100 | 0 | 0 | 0 | 0 | 0 | 0 | 0 | 0 | 0 | 0 | 0 | 0 | 0 | 0 | 0 | 0 | 0 | 0 | 0 | 0 | 0 | 0 | 0 | [8 empty] | 100 |  | #REF! | #REF!
Plant4 | O&M MCIP | PUMP AND MOTOR PLAN - CC 'C' Motor rewind/refurbishment | 0 | 0 | 0 | 0 | 0 | 103 | 0 | 0 | 0 | 0 | 0 | 0 | 0 | 0 | 0 | 0 | 0 | 0 | 0 | 0 | 0 | 0 | 0 | 0 | 0 | 0 | 0 | [8 empty] | 103 |  | #REF! | #REF!
Plant4 | Strategic & Pools | P1.02 - PUMP AND MOTOR PLAN - RR A Motor Replacement | 631 | 3539 | 0 | 0 | 0 | 0 | 0 | 0 | 0 | 0 | 0 | 0 | 0 | 0 | 0 | 0 | 0 | 0 | 0 | 0 | 0 | 0 | 0 | 0 | 0 | 0 | 0 | [8 empty] | 4170 |  | #REF! | #REF!
Plant4 | Strategic & Pools | PUMP AND MOTOR PLAN - RR A Motor Rewind (Motor changeout | 0 | 550 | 1635 | 0 | 0 | 0 | 0 | 0 | 0 | 0 | 0 | 0 | 0 | 0 | 0 | 0 | 0 | 0 | 0 | 0 | 0 | 0 | 0 | 0 | 0 | 0 | 0 | [8 empty] | 2185 |  | #REF! | #REF!
Plant4 | Strategic & Pools | PUMP AND MOTOR PLAN - RR B Motor Rewind (License Renewal | 0 | 0 | 0 | 0 | 0 | 0 | 550 | 1635 | 0 | 0 | 0 | 0 | 0 | 0 | 0 | 0 | 0 | 0 | 0 | 0 | 0 | 0 | 0 | 0 | 0 | 0 | 0 | [8 empty] | 2185 |  | #REF! | #REF!
Plant4 | Strategic & Pools | PUMP AND MOTOR PLAN - RR B Motor Replacement (License | 0 | 0 | 0 | 0 | 0 | 0 | 349 | 151 | 631 | 3539 | 1635 | 0 | 0 | 0 | 0 | 0 | 0 | 0 | 0 | 0 | 0 | 0 | 0 | 0 | 0 | 0 | 0 | [8 empty] | 6305 |  | #REF! | #REF!
Plant5 | MCIP | 2/3A LAKE LIFT MOTOR REPLACEMENT. 2021 | 2020: 0; 2021: 155; 2022: 0; 2023: 0; 2024: 0; 2025: 0; 2026: 0; 2027: 0; 2028: 0; 2029: 0; 2030: 0 | 155 |  | #REF! | #REF!
Plant5 | MCIP | 2/3A Lake Lift Pump Rebuild/Repl (Pump and Motor Plan). 2021. | 2020: 0; 2021: 100; 2022: 0; 2023: 0; 2024: 84; 2025: 0; 2026: 0; 2027: 0; 2028: 0; 2029: 0; 2030: 0 | 184 |  | #REF! | #REF!
Plant5 | MCIP | 2A CONDENSATE MOTOR REPLACEMENT (PUMP AND MOTOR | 2020: 0; 2021: 90; 2022: 0; 2023: 0; 2024: 0; 2025: 0; 2026: 0; 2027: 0; 2028: 0; 2029: 0; 2030: 0 | 90 |  | #REF! | #REF!
Plant5 | MCIP | 2C CIRC WATER MOTOR REPLACEMENT. 2021. P&MP. | 2020: 0; 2021: 68; 2022: 0; 2023: 0; 2024: 0; 2025: 0; 2026: 0; 2027: 0; 2028: 0; 2029: 0; 2030: 0 | 68 |  | #REF! | #REF!
Plant5 | MCIP | Condensate Motor Replacement (End of Life Pump and Motor Plan). | 2020: 0; 2021: 0; 2022: 0; 2023: 90; 2024: 0; 2025: 0; 2026: 0; 2027: 0; 2028: 0; 2029: 0; 2030: 0 | 90 |  | #REF! | #REF!
Plant5 | MCIP | 2/3E LAKE LIFT MOTOR REPLACEMENT. 2024 | 2020: 0; 2021: 0; 2022: 0; 2023: 0; 2024: 161; 2025: 0; 2026: 0; 2027: 0; 2028: 0; 2029: 0; 2030: 0 | 161 |  | #REF! | #REF!
Plant5 | MCIP | Annual Item (P&M Plan) - Circ Water Motor Replacemnt. 2024. 3B. | 2020: 0; 2021: 0; 2022: 0; 2023: 0; 2024: 78; 2025: 0; 2026: 0; 2027: 0; 2028: 0; 2029: 0; 2030: 0 | 78 |  | #REF! | #REF!
Plant5 | MCIP | Condensate Motor Replacement (Pump and Motor Plan). 2D Motor | 2020: 0; 2021: 0; 2022: 0; 2023: 0; 2024: 0; 2025: 54; 2026: 0; 2027: 0; 2028: 0; 2029: 0; 2030: 0 | 54 |  | #REF! | #REF!
Plant5 | MCIP | 2B SW Motor. Rebuild/Replace (Pump and Motor Plan) 2027. | 2020: 0; 2021: 0; 2022: 0; 2023: 0; 2024: 0; 2025: 0; 2026: 0; 2027: 78; 2028: 0; 2029: 0; 2030: 0 | 78 |  | #REF! | #REF!
Plant5 | MCIP | Condensate Motor Replacement (Pump and Motor Plan). 2030. 3C | 2020: 0; 2021: 0; 2022: 0; 2023: 0; 2024: 0; 2025: 0; 2026: 0; 2027: 0; 2028: 0; 2029: 0; 2030: 67 | 67 |  | #REF! | #REF!
Plant5 | MCIP | Condensate Motor Replacement (Pump and Motor Plan). 2032. 3D | 2020: 0; 2021: 0; 2022: 0; 2023: 0; 2024: 0; 2025: 0; 2026: 0; 2027: 0; 2028: 0; 2029: 0; 2030: 0 | 0 |  | #REF! | #REF!
Plant5 | O&M MCIP | Address remaining Magnesium Rotor MOV Motors w/o inspection | 2020: 0; 2021: 118; 2022: 41; 2023: 0; 2024: 0; 2025: 0; 2026: 0; 2027: 0; 2028: 0; 2029: 0; 2030: 0 | 159 |  | #REF! | #REF!
Plant5 | Outage | 2B RPS MG SET MOTOR Replacement. 2021. D2R27 | 2020: 0; 2021: 45; 2022: 0; 2023: 0; 2024: 0; 2025: 0; 2026: 0; 2027: 0; 2028: 0 | 45 |  | #REF! | #REF!
Plant5 | Outage | 2A RPS MG SET MOTOR REPLACEMENT IN 2023 DURING D2R28 | 2020: 0; 2021: 0; 2022: 0; 2023: 45; 2024: 0; 2025: 0; 2026: 0; 2027: 0; 2028: 0 | 45 |  | #REF! | #REF!
Plant6 | MCIP | 'A' MG Set Motor, Exciter & Generator Replacement | 2020: 2244; 2021: 0; 2022: 0; 2023: 0; 2024: 0; 2025: 0; 2026: 0; 2027: 0; 2028: 0; 2029: 0; 2030: 0; 2031: 0; 2032: 0; 2033: 0; 2034: 0 | 2244 |  | #REF! | #REF!
Plant6 | MCIP | 'A' Condensate Booster Pump (33P-9A) and Motor (33P-9A(M)) | 2020: 249; 2021: 0; 2022: 0; 2023: 0; 2024: 0; 2025: 0; 2026: 0; 2027: 0; 2028: 0; 2029: 0; 2030: 0; 2031: 0; 2032: 0; 2033: 0; 2034: 0 | 249 |  | #REF! | #REF!
Plant6 | MCIP | Condensate Pump (33P-8A) and Motor (33P-8A(M)) | 2020: 231; 2021: 0; 2022: 0; 2023: 0; 2024: 0; 2025: 0; 2026: 0; 2027: 0; 2028: 0; 2029: 0; 2030: 0; 2031: 0; 2032: 0; 2033: 0; 2034: 0 | 231 |  | #REF! | #REF!
Plant6 | MCIP | Circulating Water Pump (36P-1A) and Motor (36P-1A(M)) | 2020: 119; 2021: 0; 2022: 0; 2023: 0; 2024: 0; 2025: 0; 2026: 0; 2027: 0; 2028: 0; 2029: 0; 2030: 0; 2031: 0; 2032: 0; 2033: 0; 2034: 0 | 119 |  | #REF! | #REF!
Plant6 | MCIP | Normal Service Water Pump (46P-1C) and Motor (46P-1C(M)) | 2020: 45; 2021: 0; 2022: 0; 2023: 0; 2024: 0; 2025: 0; 2026: 0; 2027: 0; 2028: 110; 2029: 0; 2030: 0; 2031: 0; 2032: 0; 2033: 0; 2034: 0 | 155 |  | #REF! | #REF!
Plant6 | MCIP | Circulating Water Pump (36P-1B) and Motor (36P-1B(M)) | 2020: 0; 2021: 50; 2022: 200; 2023: 48; 2024: 600; 2025: 0; 2026: 0; 2027: 0; 2028: 0; 2029: 0; 2030: 0; 2031: 0; 2032: 0; 2033: 0; 2034: 0 | 898 |  | #REF! | #REF!
Plant6 | MCIP | 'C' Condensate Booster Pump (33P-9C) and Motor (33P-9C(M)) | 2020: 0; 2021: 0; 2022: 297; 2023: 0; 2024: 0; 2025: 0; 2026: 0; 2027: 0; 2028: 0; 2029: 0; 2030: 0; 2031: 0; 2032: 0; 2033: 0; 2034: 0 | 297 |  | #REF! | #REF!
Plant6 | MCIP | 'B' Condensate Booster Pump (33P-9B) and Motor (33P-9B(M)) | 2020: 0; 2021: 0; 2022: 264; 2023: 0; 2024: 0; 2025: 0; 2026: 0; 2027: 0; 2028: 0; 2029: 0; 2030: 0; 2031: 0; 2032: 0; 2033: 0; 2034: 0 | 264 |  | #REF! | #REF!
Plant6 | MCIP | Condensate Pump (33P-8(B)) and Motor (33P-8B(M)) | 2020: 0; 2021: 0; 2022: 245; 2023: 0; 2024: 0; 2025: 0; 2026: 0; 2027: 0; 2028: 0; 2029: 0; 2030: 0; 2031: 0; 2032: 0; 2033: 0; 2034: 0 | 245 |  | #REF! | #REF!
Plant6 | MCIP | Normal Service Water Pump (46P-1B) and Motor (46P-1B(M)) | 2020: 0; 2021: 0; 2022: 0; 2023: 160; 2024: 0; 2025: 0; 2026: 0; 2027: 0; 2028: 0; 2029: 0; 2030: 0; 2031: 110; 2032: 0; 2033: 0; 2034: 0 | 270 |  | #REF! | #REF!
Plant6 | MCIP | TURBINE BUILDING COOLING WATER PUMP A MOTOR 37P-2A(M) | 2020: 0; 2021: 0; 2022: 0; 2023: 0; 2024: 50; 2025: 0; 2026: 0; 2027: 0; 2028: 0; 2029: 0; 2030: 50; 2031: 0; 2032: 0; 2033: 0; 2034: 0 | 100 |  | #REF! | #REF!
Plant6 | MCIP | Normal Service Water Pump (46P-1A) and Motor (46P-1A(M)) | 2020: 0; 2021: 0; 2022: 0; 2023: 0; 2024: 50; 2025: 0; 2026: 110; 2027: 0; 2028: 0; 2029: 0; 2030: 0; 2031: 0; 2032: 0; 2033: 0; 2034: 110 | 270 |  | #REF! | #REF!
Plant6 | MCIP | Circulating Water Pump (36P-1C) and Motor (36P-1C(M)) | 2020: 0; 2021: 0; 2022: 0; 2023: 0; 2024: 0; 2025: 100; 2026: 851; 2027: 0; 2028: 0; 2029: 0; 2030: 0; 2031: 0; 2032: 0; 2033: 0; 2034: 0 | 951 |  | #REF! | #REF!
Plant7 | MCIP | Main Feed Water Pump Motor Swap Strategy | 2020: 809; 2021: 211; 2022: 0; 2023: 0; 2024: 0; 2025: 0; 2026: 0; 2027: 0; 2028: 0; 2029: 0 | 1020 |  | #REF! | #REF!
Plant7 | MCIP | Overhaul and Install Spare RCP Motor - RCP A | 2020: 0; 2021: 724; 2022: 0; 2023: 0; 2024: 0; 2025: 0; 2026: 0; 2027: 0; 2028: 0; 2029: 0 | 724 |  | #REF! | #REF!
Plant7 | MCIP | Overhaul and Install Spare RCP Motor - RCP B | 2020: 0; 2021: 0; 2022: 325; 2023: 1017; 2024: 0; 2025: 0; 2026: 0; 2027: 0; 2028: 0; 2029: 0 | 1342 |  | #REF! | #REF!
Plant7 | O&M MCIP | Main Feed Water Pump Motor Swap Strategy | 2020: 0; 2021: 289; 2022: 0; 2023: 298; 2024: 0; 2025: 0; 2026: 0; 2027: 0; 2028: 0; 2029: 0 | 587 |  | #REF! | #REF!
Plant7 | O&M MCIP | Overhaul and Install Spare RCP Motor - RCP A | 2020: 839; 2021: 0; 2022: 0; 2023: 0; 2024: 0; 2025: 0; 2026: 0; 2027: 0; 2028: 0; 2029: 0 | 839 |  | #REF! | #REF!
Plant7 | O&M MCIP | Service Water Pump and motor Major Inspection and Refurbishment | 2020: 0; 2021: 210; 2022: 0; 2023: 200; 2024: 100; 2025: 100; 2026: 100; 2027: 0; 2028: 0; 2029: 0 | 710 |  | #REF! | #REF!
Plant7 | O&M MCIP | Overhaul and Install Spare RCP Motor - RCP B | 2020: 0; 2021: 0; 2022: 633; 2023: 434; 2024: 0; 2025: 0; 2026: 0; 2027: 0; 2028: 0; 2029: 0 | 1067 |  | #REF! | #REF!
Plant8 | MCIP | 0WL01PA Motor Rewind and Pump Overhaul and Packing Upgrade | 254 | 0 | 0 | 0 | 0 | 0 | 27 | 0 | 0 | 0 | 0 | 0 | 0 | 0 | 0 | 0 | 0 | 0 | 0 | 0 | 0 | 0 | 0 | 0 | [11 empty] | 281 |  | #REF! | #REF!
Plant8 | MCIP | 1CW01PA Motor rewind | 96 | 0 | 0 | 0 | 0 | 0 | 0 | 0 | 0 | 0 | 0 | 0 | 0 | 0 | 0 | 0 | 0 | 0 | 0 | 0 | 0 | 0 | 0 | 0 | [11 empty] | 96 |  | #REF! | #REF!
Plant8 | MCIP | 1HD01PA Motor Rewind | 36 | 0 | 0 | 0 | 0 | 0 | 0 | 0 | 0 | 0 | 0 | 0 | 0 | 0 | 0 | 0 | 0 | 0 | 0 | 0 | 0 | 0 | 0 | 0 | [11 empty] | 36 |  | #REF! | #REF!
Plant8 | MCIP | 1CD01PD Motor Rewind | 36 | 0 | 0 | 0 | 0 | 0 | 0 | 0 | 0 | 0 | 0 | 0 | 0 | 0 | 0 | 0 | 0 | 0 | 0 | 0 | 0 | 0 | 0 | 0 | [11 empty] | 36 |  | #REF! | #REF!
Plant8 | MCIP | 2CD01PA Motor Rewind | 0 | 38 | 0 | 0 | 0 | 0 | 0 | 0 | 0 | 0 | 0 | 0 | 0 | 0 | 0 | 0 | 0 | 0 | 0 | 0 | 0 | 0 | 0 | 0 | [11 empty] | 38 |  | #REF! | #REF!
Plant8 | MCIP | 2CD01PC Motor Rewind | 0 | 38 | 0 | 0 | 0 | 0 | 0 | 0 | 0 | 0 | 0 | 0 | 0 | 0 | 0 | 0 | 0 | 0 | 0 | 0 | 0 | 0 | 0 | 0 | [11 empty] | 38 |  | #REF! | #REF!
Plant8 | MCIP | 1CD01PA Motor Rewind | 0 | 37 | 0 | 0 | 0 | 0 | 0 | 0 | 0 | 0 | 0 | 0 | 0 | 0 | 0 | 0 | 0 | 0 | 0 | 0 | 0 | 0 | 0 | 0 | [11 empty] | 37 |  | #REF! | #REF!
Plant8 | MCIP | 1CW01PC Motor Rewind | 0 | 0 | 104 | 0 | 0 | 0 | 0 | 0 | 0 | 0 | 0 | 0 | 0 | 0 | 0 | 0 | 0 | 0 | 0 | 0 | 0 | 0 | 0 | 0 | [11 empty] | 104 |  | #REF! | #REF!
Plant8 | MCIP | 1C11-C001A Motor Rewind | 0 | 0 | 26 | 0 | 0 | 0 | 0 | 0 | 0 | 0 | 0 | 0 | 0 | 0 | 0 | 0 | 0 | 0 | 0 | 0 | 0 | 0 | 0 | 0 | [11 empty] | 26 |  | #REF! | #REF!
Plant8 | MCIP | 2CW01PB Motor Rewind | 0 | 0 | 0 | 101 | 0 | 0 | 0 | 0 | 0 | 0 | 0 | 0 | 0 | 0 | 0 | 0 | 0 | 0 | 0 | 0 | 0 | 0 | 0 | 0 | [11 empty] | 101 |  | #REF! | #REF!
Plant8 | MCIP | 1C11-C001B Motor Rewind | 0 | 0 | 0 | 27 | 0 | 0 | 0 | 0 | 0 | 0 | 0 | 0 | 0 | 0 | 0 | 0 | 0 | 0 | 0 | 0 | 0 | 0 | 0 | 0 | [11 empty] | 27 |  | #REF! | #REF!
Plant8 | MCIP | 1CW01PB Motor Rewind | 0 | 0 | 0 | 0 | 98 | 0 | 0 | 0 | 0 | 0 | 0 | 0 | 0 | 0 | 0 | 0 | 0 | 0 | 0 | 0 | 0 | 0 | 0 | 0 | [11 empty] | 98 |  | #REF! | #REF!
Plant8 | MCIP | 2CD01PB Motor Rewind | 0 | 0 | 0 | 0 | 41 | 0 | 0 | 0 | 0 | 0 | 0 | 0 | 0 | 0 | 0 | 0 | 0 | 0 | 0 | 0 | 0 | 0 | 0 | 0 | [11 empty] | 41 |  | #REF! | #REF!
Plant8 | MCIP | 2C11-C001A Motor Rewind | 0 | 0 | 0 | 0 | 27 | 0 | 0 | 0 | 0 | 0 | 0 | 0 | 0 | 0 | 0 | 0 | 0 | 0 | 0 | 0 | 0 | 0 | 0 | 0 | [11 empty] | 27 |  | #REF! | #REF!
Plant8 | MCIP | Service Water Pump Motor overhauls - LAS. | 0 | 0 | 0 | 0 | 0 | 120 | 124 | 128 | 132 | 0 | 0 | 0 | 0 | 0 | 0 | 0 | 0 | 0 | 0 | 0 | 0 | 0 | 0 | 0 | [11 empty] | 504 |  | #REF! | #REF!
Plant8 | MCIP | 2CW01PA Motor Rewind | 0 | 0 | 0 | 0 | 0 | 108 | 0 | 0 | 0 | 0 | 0 | 0 | 0 | 0 | 0 | 0 | 0 | 0 | 0 | 0 | 0 | 0 | 0 | 0 | [11 empty] | 108 |  | #REF! | #REF!
Plant8 | MCIP | 2CW01PC Motor Rewind | 0 | 0 | 0 | 0 | 0 | 0 | 110 | 0 | 0 | 0 | 0 | 0 | 0 | 0 | 0 | 0 | 0 | 0 | 0 | 0 | 0 | 0 | 0 | 0 | [11 empty] | 110 |  | #REF! | #REF!
Plant8 | MCIP | 1HD01PD Motor Rewind | 0 | 0 | 0 | 0 | 0 | 0 | 0 | 46 | 0 | 0 | 0 | 0 | 0 | 0 | 0 | 0 | 0 | 0 | 0 | 0 | 0 | 0 | 0 | 0 | [11 empty] | 46 |  | #REF! | #REF!
Plant8 | MCIP | 1WS01PB Motor Rewind | 0 | 0 | 0 | 0 | 0 | 0 | 0 | 23 | 0 | 0 | 0 | 0 | 0 | 0 | 0 | 0 | 0 | 0 | 0 | 0 | 0 | 0 | 0 | 0 | [11 empty] | 23 |  | #REF! | #REF!
Plant8 | MCIP | 0WL01PB Motor Rewind | 0 | 0 | 0 | 0 | 0 | 0 | 0 | 0 | 28 | 0 | 0 | 0 | 0 | 0 | 0 | 0 | 0 | 0 | 0 | 0 | 0 | 0 | 0 | 0 | [11 empty] | 28 |  | #REF! | #REF!
Plant8 | MCIP | 0WS01P Motor Rewind | 0 | 0 | 0 | 0 | 0 | 0 | 0 | 0 | 0 | 24 | 0 | 0 | 0 | 0 | 0 | 0 | 0 | 0 | 0 | 0 | 0 | 0 | 0 | 0 | [11 empty] | 24 |  | #REF! | #REF!
Plant8 | MCIP | 2WS01PA Motor Rewind | 0 | 0 | 0 | 0 | 0 | 0 | 0 | 0 | 0 | 24 | 0 | 0 | 0 | 0 | 0 | 0 | 0 | 0 | 0 | 0 | 0 | 0 | 0 | 0 | [11 empty] | 24 |  | #REF! | #REF!
Plant8 | MCIP | 1HD01PB Motor Rewind | 0 | 0 | 0 | 0 | 0 | 0 | 0 | 0 | 0 | 0 | 49 | 0 | 0 | 0 | 0 | 0 | 0 | 0 | 0 | 0 | 0 | 0 | 0 | 0 | [11 empty] | 49 |  | #REF! | #REF!
Plant8 | MCIP | 2HD01PA Motor Rewind | 0 | 0 | 0 | 0 | 0 | 0 | 0 | 0 | 0 | 0 | 0 | 0 | 0 | 54 | 0 | 0 | 0 | 0 | 0 | 0 | 0 | 0 | 0 | 0 | [11 empty] | 54 |  | #REF! | #REF!
Plant8 | MCIP | 1HD01PA Motor Rewind | 0 | 0 | 0 | 0 | 0 | 0 | 0 | 0 | 0 | 0 | 0 | 0 | 0 | 0 | 0 | 58 | 0 | 0 | 0 | 0 | 0 | 0 | 0 | 0 | [11 empty] | 58 |  | #REF! | #REF!
Plant8 | MCIP | 1HD01PC Motor Rewind | 0 | 0 | 0 | 0 | 0 | 0 | 0 | 0 | 0 | 0 | 0 | 0 | 0 | 0 | 0 | 0 | 59 | 0 | 0 | 0 | 0 | 0 | 0 | 0 | [11 empty] | 59 |  | #REF! | #REF!
Plant9 | MCIP | Rewind the Spare RHR Motor | 240 | 0 | 0 | 0 | 0 | 0 | 0 | 0 | 0 | 0 | 0 | 0 | 0 | 0 | 0 | 0 | 0 | 0 | 0 | 0 | 0 | 0 | 0 | 0 | 0 | 0 | 0 | 0 | 0 | 0 | [5 empty] | 240 |  | #REF! | #REF!
Plant9 | MCIP | Install Rewound Spare SW Motor in the 2B Location ww 1640 | 0 | 0 | 0 | 0 | 0 | 45 | 0 | 0 | 0 | 0 | 0 | 0 | 0 | 0 | 0 | 0 | 0 | 0 | 0 | 0 | 0 | 0 | 0 | 0 | 0 | 0 | 0 | 0 | 0 | 0 | [5 empty] | 45 |  | #REF! | #REF!
Plant9 | MCIP | Rewind the Schuylkill River Blow Down Motor from the 0B Location | 0 | 0 | 0 | 0 | 0 | 0 | 0 | 0 | 120 | 0 | 0 | 0 | 0 | 0 | 0 | 0 | 0 | 0 | 0 | 0 | 0 | 0 | 0 | 0 | 0 | 0 | 0 | 0 | 0 | 0 | [5 empty] | 120 |  | #REF! | #REF!
Plant9 | O&M MCIP | 2A Recirc Pump Motor Replacement - LIM | 606 | 0 | 0 | 0 | 0 | 0 | 0 | 0 | 0 | 0 | 0 | 0 | 0 | 0 | 0 | 0 | 0 | 0 | 0 | 0 | 0 | 0 | 0 | 0 | 0 | 0 | 0 | 0 | 0 | 0 | [5 empty] | 606 |  | #REF! | #REF!
Plant9 | O&M MCIP | Refurbish Spare Recirc Pump Motor | 0 | 0 | 673 | 0 | 0 | 0 | 0 | 0 | 0 | 0 | 0 | 0 | 0 | 0 | 0 | 0 | 0 | 0 | 0 | 0 | 0 | 0 | 0 | 0 | 0 | 0 | 0 | 0 | 0 | 0 | [5 empty] | 673 |  | #REF! | #REF!
Plant9 | Strategic & Pools | 2A Recirc Pump Motor Replacement - LIM | 1337 | 7690 | 0 | 0 | 0 | 0 | 0 | 0 | 0 | 0 | 0 | 0 | 0 | 0 | 0 | 0 | 0 | 0 | 0 | 0 | 0 | 0 | 0 | 0 | 0 | 0 | 0 | 0 | 0 | 0 | [5 empty] | 9027 |  | #REF! | #REF!
Plant9 | Strategic & Pools | Refurbish Spare Recirc Pump Motor | 0 | 0 | 664 | 0 | 0 | 0 | 0 | 0 | 0 | 0 | 0 | 0 | 0 | 0 | 0 | 0 | 0 | 0 | 0 | 0 | 0 | 0 | 0 | 0 | 0 | 0 | 0 | 0 | 0 | 0 | [5 empty] | 664 |  | #REF! | #REF!
Plant10 | MCIP | Plant10 2 Rewind the motor removed in N2R16 from 2CWS-M1F and install in | 158 | 0 | 0 | 0 | 0 | 0 | 0 | 0 | 0 | 0 | 0 | 0 | 0 | 0 | 0 | 0 | 0 | 0 | 0 | 0 | 0 | 0 | 0 | 0 | 0 | 0 | 0 | [8 empty] | 158 |  | #REF! | #REF!
Plant10 | MCIP | Plant10 2 Procure a new Spent Fuel Pool Cooling Motor | 0 | 400 | 0 | 0 | 0 | 0 | 0 | 0 | 0 | 0 | 0 | 0 | 0 | 0 | 0 | 0 | 0 | 0 | 0 | 0 | 0 | 0 | 0 | 0 | 0 | 0 | 0 | [8 empty] | 400 |  | #REF! | #REF!
Plant10 | MCIP | Plant10 2 Replace Condensate Booster Motors with procured | 0 | 0 | 600 | 0 | 250 | 0 | 300 | 0 | 0 | 0 | 0 | 0 | 0 | 0 | 0 | 0 | 0 | 0 | 0 | 0 | 0 | 0 | 0 | 0 | 0 | 0 | 0 | [8 empty] | 1150 |  | #REF! | #REF!
Plant10 | MCIP | Plant10 2 Rewind the motor removed in N2R17 from 2CWS-M1E and install in | 0 | 0 | 158 | 0 | 0 | 0 | 0 | 0 | 0 | 0 | 0 | 0 | 0 | 0 | 0 | 0 | 0 | 0 | 0 | 0 | 0 | 0 | 0 | 0 | 0 | 0 | 0 | [8 empty] | 158 |  | #REF! | #REF!
Plant10 | MCIP | Plant10 2 Install E Critical Spare Motor in 2HDL-M1B during N2R18 | 0 | 0 | 75 | 0 | 0 | 0 | 0 | 0 | 0 | 0 | 0 | 0 | 0 | 0 | 0 | 0 | 0 | 0 | 0 | 0 | 0 | 0 | 0 | 0 | 0 | 0 | 0 | [8 empty] | 75 |  | #REF! | #REF!
Plant10 | MCIP | Plant10 2 Rewind the motor removed in N2R16 from 2CWS-M1D and install in | 0 | 0 | 0 | 0 | 158 | 0 | 0 | 0 | 0 | 0 | 0 | 0 | 0 | 0 | 0 | 0 | 0 | 0 | 0 | 0 | 0 | 0 | 0 | 0 | 0 | 0 | 0 | [8 empty] | 158 |  | #REF! | #REF!
Plant10 | MCIP | Plant10 2 Install E Critical Spare Motor in 2HDL-M1C during N2R19 | 0 | 0 | 0 | 0 | 50 | 0 | 0 | 0 | 0 | 0 | 0 | 0 | 0 | 0 | 0 | 0 | 0 | 0 | 0 | 0 | 0 | 0 | 0 | 0 | 0 | 0 | 0 | [8 empty] | 50 |  | #REF! | #REF!
Plant10 | MCIP | Plant10 2 Rewind the motor removed in N2R19 from 2CWS-M1C and install in | 0 | 0 | 0 | 0 | 0 | 0 | 158 | 0 | 0 | 0 | 0 | 0 | 0 | 0 | 0 | 0 | 0 | 0 | 0 | 0 | 0 | 0 | 0 | 0 | 0 | 0 | 0 | [8 empty] | 158 |  | #REF! | #REF!
Plant10 | MCIP | Plant10 2 Rewind Condensate Booster Motor | 0 | 0 | 0 | 0 | 0 | 0 | 158 | 0 | 0 | 0 | 0 | 0 | 0 | 0 | 0 | 0 | 0 | 0 | 0 | 0 | 0 | 0 | 0 | 0 | 0 | 0 | 0 | [8 empty] | 158 |  | #REF! | #REF!
Plant10 | MCIP | Plant10 2 Rewind the motor removed in N2R20 from 2CWS-M1B and install in | 0 | 0 | 0 | 0 | 0 | 0 | 0 | 0 | 158 | 0 | 0 | 0 | 0 | 0 | 0 | 0 | 0 | 0 | 0 | 0 | 0 | 0 | 0 | 0 | 0 | 0 | 0 | [8 empty] | 158 |  | #REF! | #REF!
Plant10 | MCIP | Plant10 2 Spare Condensate Motor Outage Installation | 0 | 0 | 0 | 0 | 0 | 0 | 0 | 0 | 0 | 0 | 33 | 0 | 0 | 0 | 0 | 0 | 0 | 0 | 0 | 0 | 0 | 0 | 0 | 0 | 0 | 0 | 0 | [8 empty] | 33 |  | #REF! | #REF!
Plant10 | MCIP | Plant10 2 Install E Critical Spare Motor in 2HDL-M1A during N2R17 | 0 | 0 | 0 | 0 | 0 | 0 | 0 | 0 | 0 | 0 | 0 | 0 | 0 | 0 | 0 | 0 | 76 | 0 | 0 | 0 | 0 | 0 | 0 | 0 | 0 | 0 | 0 | [8 empty] | 76 |  | #REF! | #REF!
Plant11 | MCIP | Obtain Spare Core Spray Motor | 0 | 400 | 75 | 0 | 0 | 0 | 0 | 0 | 0 | 0 | 0 | 0 | 0 | 0 | 0 | 0 | 0 | 0 | 0 | 0 | 0 | 0 | 0 | 0 | 0 | 0 | 0 | 0 | 0 | 0 | 0 | 0 | 0 | 0 | 0 | 475 |  | #REF! | #REF!
Plant11 | MCIP | Recirc Pp and Motor Replace/Rewind Strategy-PB | 0 | 0 | 1050 | 0 | 1050 | 0 | 1050 | 0 | 1050 | 0 | 0 | 0 | 0 | 0 | 0 | 0 | 0 | 0 | 0 | 0 | 0 | 0 | 0 | 0 | 0 | 0 | 0 | 0 | 0 | 0 | 0 | 0 | 0 | 0 | 0 | 4200 |  | #REF! | #REF!
Plant11 | O&M MCIP | Recirc Pp and Motor Replace/Rewind Strategy-PB | 0 | 0 | 700 | 0 | 700 | 0 | 700 | 0 | 700 | 0 | 0 | 0 | 0 | 0 | 0 | 0 | 0 | 0 | 0 | 0 | 0 | 0 | 0 | 0 | 0 | 0 | 0 | 0 | 0 | 0 | 0 | 0 | 0 | 0 | 0 | 2800 |  | #REF! | #REF!
Plant12 | MCIP | IPBD Motor Contactors/starters. | 2020: 40; 2021: 40; 2022: 5; 2023: 0; 2024: 0; 2025: 0; 2026: 0; 2027: 0; 2028: 0; 2029: 0; 2030: 0; 2031: 0; 2032: 0 | 85 |  | #REF! | #REF!
Plant12 | MCIP | 2B RFP Motor Rewind | 2020: 685; 2021: 0; 2022: 0; 2023: 0; 2024: 0; 2025: 0; 2026: 0; 2027: 0; 2028: 0; 2029: 0; 2030: 0; 2031: 0; 2032: 0 | 685 |  | #REF! | #REF!
Plant12 | MCIP | 2B RHR Motor | 2020: 425; 2021: 0; 2022: 0; 2023: 0; 2024: 0; 2025: 0; 2026: 0; 2027: 0; 2028: 0; 2029: 0; 2030: 0; 2031: 0; 2032: 0 | 425 |  | #REF! | #REF!
Plant12 | MCIP | 1C RHR Service Water Motor Replacements/Rewind | 2020: 400; 2021: 0; 2022: 0; 2023: 0; 2024: 0; 2025: 0; 2026: 0; 2027: 0; 2028: 0; 2029: 0; 2030: 0; 2031: 0; 2032: 0 | 400 |  | #REF! | #REF!
Plant12 | MCIP | 1A RFP Motor | 2020: 0; 2021: 643; 2022: 0; 2023: 0; 2024: 0; 2025: 0; 2026: 0; 2027: 0; 2028: 0; 2029: 0; 2030: 0; 2031: 0; 2032: 0 | 643 |  | #REF! | #REF!
Plant12 | MCIP | 1B RHR Motor | 2020: 0; 2021: 499; 2022: 0; 2023: 0; 2024: 0; 2025: 0; 2026: 0; 2027: 0; 2028: 0; 2029: 0; 2030: 0; 2031: 0; 2032: 0 | 499 |  | #REF! | #REF!
Plant12 | MCIP | 2A RHR Service Water Motor Replacements/Rewind | 2020: 0; 2021: 410; 2022: 0; 2023: 0; 2024: 0; 2025: 0; 2026: 0; 2027: 0; 2028: 0; 2029: 0; 2030: 0; 2031: 0; 2032: 0 | 410 |  | #REF! | #REF!
Plant12 | MCIP | 1A Condensate Motor Refurbishment | 2020: 0; 2021: 308; 2022: 0; 2023: 0; 2024: 0; 2025: 0; 2026: 0; 2027: 0; 2028: 0; 2029: 0; 2030: 0; 2031: 0; 2032: 0 | 308 |  | #REF! | #REF!
Plant12 | MCIP | 1A CRD Motor | 2020: 0; 2021: 150; 2022: 0; 2023: 0; 2024: 0; 2025: 0; 2026: 0; 2027: 0; 2028: 0; 2029: 0; 2030: 0; 2031: 0; 2032: 0 | 150 |  | #REF! | #REF!
Plant12 | MCIP | 2B Core Spray Motor Rewind | 2020: 0; 2021: 0; 2022: 677; 2023: 0; 2024: 0; 2025: 0; 2026: 0; 2027: 0; 2028: 0; 2029: 0; 2030: 0; 2031: 0; 2032: 0 | 677 |  | #REF! | #REF!
Plant12 | MCIP | 2C RHR Motor | 2020: 0; 2021: 0; 2022: 551; 2023: 0; 2024: 0; 2025: 0; 2026: 0; 2027: 0; 2028: 0; 2029: 0; 2030: 0; 2031: 0; 2032: 0 | 551 |  | #REF! | #REF!
Plant12 | MCIP | 1A RHR Service Water Motor Replacements/Rewind | 2020: 0; 2021: 0; 2022: 420; 2023: 0; 2024: 0; 2025: 0; 2026: 0; 2027: 0; 2028: 0; 2029: 0; 2030: 0; 2031: 0; 2032: 0 | 420 |  | #REF! | #REF!
Plant12 | MCIP | 2C Condensate Motor Refurbishment | 2020: 0; 2021: 0; 2022: 323; 2023: 0; 2024: 0; 2025: 0; 2026: 0; 2027: 0; 2028: 0; 2029: 0; 2030: 0; 2031: 0; 2032: 0 | 323 |  | #REF! | #REF!
Plant12 | MCIP | 2B CRD Motor Rewind | 2020: 0; 2021: 0; 2022: 153; 2023: 0; 2024: 0; 2025: 0; 2026: 0; 2027: 0; 2028: 0; 2029: 0; 2030: 0; 2031: 0; 2032: 0 | 153 |  | #REF! | #REF!
Plant12 | MCIP | 1C RFP Motor Refurbishment | 2020: 0; 2021: 0; 2022: 0; 2023: 675; 2024: 0; 2025: 0; 2026: 0; 2027: 0; 2028: 0; 2029: 0; 2030: 0; 2031: 0; 2032: 0 | 675 |  | #REF! | #REF!
Plant12 | MCIP | 1A Core Spray Motor Rewind | 2020: 0; 2021: 0; 2022: 0; 2023: 660; 2024: 0; 2025: 0; 2026: 0; 2027: 0; 2028: 0; 2029: 0; 2030: 0; 2031: 0; 2032: 0 | 660 |  | #REF! | #REF!
Plant12 | MCIP | 1C RHR Motor | 2020: 0; 2021: 0; 2022: 0; 2023: 525; 2024: 0; 2025: 0; 2026: 0; 2027: 0; 2028: 0; 2029: 0; 2030: 0; 2031: 0; 2032: 0 | 525 |  | #REF! | #REF!
Plant12 | MCIP | 2C RHR Service Water Motor Replacements/Rewind | 2020: 0; 2021: 0; 2022: 0; 2023: 430; 2024: 0; 2025: 0; 2026: 0; 2027: 0; 2028: 0; 2029: 0; 2030: 0; 2031: 0; 2032: 0 | 430 |  | #REF! | #REF!
Plant12 | MCIP | 1A Circ Water Pump Motor | 2020: 0; 2021: 0; 2022: 0; 2023: 400; 2024: 0; 2025: 0; 2026: 0; 2027: 0; 2028: 0; 2029: 0; 2030: 0; 2031: 0; 2032: 0 | 400 |  | #REF! | #REF!
Plant12 | MCIP | 1C Condensate Motor Refurbishment | 2020: 0; 2021: 0; 2022: 0; 2023: 331; 2024: 0; 2025: 0; 2026: 0; 2027: 0; 2028: 0; 2029: 0; 2030: 0; 2031: 0; 2032: 0 | 331 |  | #REF! | #REF!
Plant12 | MCIP | 2D RHR Motor | 2020: 0; 2021: 0; 2022: 0; 2023: 0; 2024: 579; 2025: 0; 2026: 0; 2027: 0; 2028: 0; 2029: 0; 2030: 0; 2031: 0; 2032: 0 | 579 |  | #REF! | #REF!
Plant12 | MCIP | 1D RHR Service Water Motor Replacements/Rewind | 2020: 0; 2021: 0; 2022: 0; 2023: 0; 2024: 440; 2025: 0; 2026: 0; 2027: 0; 2028: 0; 2029: 0; 2030: 0; 2031: 0; 2032: 0 | 440 |  | #REF! | #REF!
Plant12 | MCIP | 2A Condensate Motor Refurbishment | 2020: 0; 2021: 0; 2022: 0; 2023: 0; 2024: 339; 2025: 0; 2026: 0; 2027: 0; 2028: 0; 2029: 0; 2030: 0; 2031: 0; 2032: 0 | 339 |  | #REF! | #REF!
Plant12 | MCIP | 1B Service Water Motor | 2020: 0; 2021: 0; 2022: 0; 2023: 0; 2024: 120; 2025: 0; 2026: 0; 2027: 0; 2028: 0; 2029: 0; 2030: 0; 2031: 0; 2032: 0 | 120 |  | #REF! | #REF!
Plant12 | MCIP | 2D RHR Service Water Motor Replacements/Rewind | 2020: 0; 2021: 0; 2022: 0; 2023: 0; 2024: 0; 2025: 450; 2026: 0; 2027: 0; 2028: 0; 2029: 0; 2030: 0; 2031: 0; 2032: 0 | 450 |  | #REF! | #REF!
Plant12 | MCIP | 2B Circ Water Pump Motor Refurbishment | 2020: 0; 2021: 0; 2022: 0; 2023: 0; 2024: 0; 2025: 420; 2026: 0; 2027: 0; 2028: 0; 2029: 0; 2030: 0; 2031: 0; 2032: 0 | 420 |  | #REF! | #REF!
Plant12 | MCIP | 1D Condensate Motor Refurbishment | 2020: 0; 2021: 0; 2022: 0; 2023: 0; 2024: 0; 2025: 347; 2026: 0; 2027: 0; 2028: 0; 2029: 0; 2030: 0; 2031: 0; 2032: 0 | 347 |  | #REF! | #REF!
Plant12 | MCIP | 2B RHR Service Water Motor Replacement/Rewind | 2020: 0; 2021: 0; 2022: 0; 2023: 0; 2024: 0; 2025: 0; 2026: 460; 2027: 0; 2028: 0; 2029: 0; 2030: 0; 2031: 0; 2032: 0 | 460 |  | #REF! | #REF!
Plant12 | MCIP | 2A CRD Motor | 2020: 0; 2021: 0; 2022: 0; 2023: 0; 2024: 0; 2025: 0; 2026: 170; 2027: 0; 2028: 0; 2029: 0; 2030: 0; 2031: 0; 2032: 0 | 170 |  | #REF! | #REF!
Plant12 | MCIP | 2B Service Water Pump Motor | 2020: 0; 2021: 0; 2022: 0; 2023: 0; 2024: 0; 2025: 0; 2026: 126; 2027: 0; 2028: 0; 2029: 0; 2030: 0; 2031: 0; 2032: 0 | 126 |  | #REF! | #REF!
Plant12 | MCIP | 1B RHR Service Water Motor Replacements/Rewind | 2020: 0; 2021: 0; 2022: 0; 2023: 0; 2024: 0; 2025: 0; 2026: 0; 2027: 624; 2028: 0; 2029: 0; 2030: 0; 2031: 0; 2032: 0 | 624 |  | #REF! | #REF!
Plant12 | MCIP | 1A Service Water Pump Motor | 2020: 0; 2021: 0; 2022: 0; 2023: 0; 2024: 0; 2025: 0; 2026: 0; 2027: 0; 2028: 0; 2029: 136; 2030: 0; 2031: 0; 2032: 0 | 136 |  | #REF! | #REF!

## Transformer Data
Plant | Type | Issue ID | Issue Name | Status | Issue Outage | 2020 | 2021 | 2022 | 2023 | 2024 | 2025 | 2026 | 2027 | 2028 | 2029 | 2030 | 2031 | 2032 | 2033 | 2034 | 2035 | 2036 | 2037 | 2038 | 2039 | 2040 | 2041 | 2042 | 2043 | 2044 | 2045 | 2046 | 2047 | 2048 | 2049 | 2050 | 2051 | 2052 | 2053 | 2054 | Total | Exclude | Duplicate ID | Duplicate Issue
Braidwood | O&M MCIP | BRW-16-0133 | BRW Auxiliary Transformers Replacement (Business | Authorized by COO or Senior VP (Phase I) |  | 0 | 0 | 49 | 0 | 0 | 0 | 0 | 0 | 0 | 0 | 0 | 0 | 0 | 0 | 0 | 0 | 0 | 0 | 0 | 0 | 0 | 0 | 0 | 0 | 0 | 0 | 0 | 0 | [7 empty] | 49 |  | Yes | No
Braidwood | Strategic & Pools | BRW-16-0133 | BRW Auxiliary Transformers Replacement (Business | Authorized by COO or Senior VP (Phase I) |  | 630 | 6548 | 11764 | 12008 | 11470 | 5600 | 0 | 0 | 0 | 0 | 0 | 0 | 0 | 0 | 0 | 0 | 0 | 0 | 0 | 0 | 0 | 0 | 0 | 0 | 0 | 0 | 0 | 0 | [7 empty] | 48020 |  | Yes | No
Byron | O&M MCIP | BYR-16-0093 | BYR Auxiliary Transformers Replacement (business | Authorized by CNO (Phase II/III) |  | 25 | 0 | 0 | 0 | 0 | 0 | 0 | 0 | 0 | 0 | 0 | 0 | 0 | 0 | 0 | 0 | 0 | 0 | 0 | 0 | 0 | 0 | 0 | 0 | 0 | 0 | 0 | [8 empty] | 25 |  | Yes | Yes
Byron | Strategic & Pools | BYR-16-0093 | BYR Auxiliary Transformers Replacement (business | Authorized by CNO (Phase II/III) |  | 6532 | 0 | 0 | 0 | 0 | 0 | 0 | 0 | 0 | 0 | 0 | 0 | 0 | 0 | 0 | 0 | 0 | 0 | 0 | 0 | 0 | 0 | 0 | 0 | 0 | 0 | 0 | [8 empty] | 6532 |  | Yes | No
Calvert | MCIP | CAL-13-0058 | REPLACE OIL FILLED U-440 TRANSFORMERS | Authorized by PRC (Phase II/III) | CC1R24, CC2R23 | 2020: 92; 2021: 0; 2022: 226; 2023: 0; 2024: 0; 2025: 0; 2026: 0; 2027: 0; 2028: 0; 2029: 0; 2030: 0; 2031: 0; 2032: 0; 2033: 0; 2034: 0; 2035: 0; 2036: 0 | 318 |  | No | No
Calvert | Outage | CAL-18-0055 | Main Transformer Cooling Vulnerability |  |  | 2020: 138; 2021: 142; 2022: 0; 2023: 0; 2024: 0; 2025: 0; 2026: 0; 2027: 0; 2028: 0; 2029: 0; 2030: 0; 2031: 0; 2032: 0; 2033: 0; 2034: 0; 2035: 0 | 280 |  | No | No
Calvert | Strategic & Pools | CAL-16-0093 | CAL Auxiliary Transformers Replacement | Authorized by PRC (Phase II/III) |  | 2020: 806; 2021: 9480; 2022: 12194; 2023: 6407; 2024: 3980; 2025: 1085; 2026: 0; 2027: 0; 2028: 0; 2029: 0; 2030: 0; 2031: 0; 2032: 0; 2033: 0; 2034: 0; 2035: 0; 2036: 0 | 33952 |  | No | No
Clinton | MCIP | CPS-17-0092 | C1R20 Dry-Type Transformer Replacement | Authorized by CNO (Phase II/III) | C1R20 | 520 | 2547 | 0 | 0 | 0 | 0 | 0 | 0 | 0 | 0 | 0 | 0 | 0 | 0 | 0 | 0 | 0 | 0 | 0 | 0 | 0 | 0 | 0 | 0 | 0 | 0 | 0 | [8 empty] | 3067 |  | No | No
Clinton | MCIP | CPS-20-0017 | C1R21 Dry Type Transformer Replacement Project | Issue Clean-up | C1R21 | 0 | 0 | 207 | 2525 | 0 | 0 | 0 | 0 | 0 | 0 | 0 | 0 | 0 | 0 | 0 | 0 | 0 | 0 | 0 | 0 | 0 | 0 | 0 | 0 | 0 | 0 | 0 | [8 empty] | 2732 |  | No | No
Corporate | MCIP | CORP-20- 0036 | STC - Replace 800A Transformer | Approved by Supervisor |  | 0 | 175 | 0 | 0 | 0 | 0 | 0 | 0 | 0 | 0 | 0 | 0 | 0 | 0 | 0 | 0 | 0 | 0 | 0 | 0 | 0 | 0 | 0 | 0 | 0 | 0 | 0 | 0 | [7 empty] | 175 |  | No | No
Corporate | MCIP | CORP-17- 0002 | Fleet Large Power Transformers Installation of Geo-Magnetic Induced | CPHC Approved (CPRC Review |  | 0 | 90 | 412 | 412 | 412 | 0 | 0 | 0 | 0 | 0 | 0 | 0 | 0 | 0 | 0 | 0 | 0 | 0 | 0 | 0 | 0 | 0 | 0 | 0 | 0 | 0 | 0 | 0 | [7 empty] | 1326 |  | No | No
Corporate | O&M MCIP | BYR-16-0093 | BYR Auxiliary Transformers Replacement (business | Authorized by CNO (Phase II/III) |  | 25 | 0 | 0 | 0 | 0 | 0 | 0 | 0 | 0 | 0 | 0 | 0 | 0 | 0 | 0 | 0 | 0 | 0 | 0 | 0 | 0 | 0 | 0 | 0 | 0 | 0 | 0 | 0 | [7 empty] | 25 | yes | Yes | Yes
Corporate | O&M MCIP | DRE-16-0066 | LR2 (P) DRE Auxiliary Transformers Replacement. 2019 (Ph I | Authorized by PRC (Phase II/III) |  | 0 | 0 | 0 | 0 | 0 | 0 | 0 | 85 | 0 | 45 | 0 | 0 | 0 | 0 | 0 | 0 | 0 | 0 | 0 | 0 | 0 | 0 | 0 | 0 | 0 | 0 | 0 | 0 | [7 empty] | 130 | yes | Yes | Yes
Corporate | O&M MCIP | LG-16-0097 | LG Auxiliary Transformers Replacement | Authorized by PRC (Phase II/III) |  | 25 | 14 | 117 | 0 | 0 | 0 | 0 | 0 | 0 | 0 | 0 | 0 | 0 | 0 | 0 | 0 | 0 | 0 | 0 | 0 | 0 | 0 | 0 | 0 | 0 | 0 | 0 | 0 | [7 empty] | 156 | yes | Yes | Yes
Corporate | O&M MCIP | CORP-17- 0064 | Fleet Transformer DGA Serveron Remote Monitoring System | CPHC Approved (CPRC Review |  | 0 | 763 | 992 | 0 | 0 | 0 | 0 | 0 | 0 | 0 | 0 | 0 | 0 | 0 | 0 | 0 | 0 | 0 | 0 | 0 | 0 | 0 | 0 | 0 | 0 | 0 | 0 | 0 | [7 empty] | 1755 |  | No | No
Corporate | O&M MCIP | CORP-20- 0048 | Aux Transformer 5 Years Condition Assessment - ENG | Approved by Supervisor |  | 0 | 250 | 0 | 0 | 0 | 0 | 0 | 0 | 0 | 0 | 0 | 0 | 0 | 0 | 0 | 0 | 0 | 0 | 0 | 0 | 0 | 0 | 0 | 0 | 0 | 0 | 0 | 0 | [7 empty] | 250 |  | No | No
Corporate | Strategic & Pools | CORP-17- 0031 | Fleet Large Power Transformer Smart Monitoring System for | Authorized by PRC (Phase I) |  | 0 | 0 | 0 | 10723 | 10723 | 10056 | 0 | 0 | 0 | 0 | 0 | 0 | 0 | 0 | 0 | 0 | 0 | 0 | 0 | 0 | 0 | 0 | 0 | 0 | 0 | 0 | 0 | 0 | [7 empty] | 31502 |  | No | No
Dresden | O&M MCIP | DRE-16-0066 | LR2 (P) DRE Auxiliary Transformers Replacement. 2019 (Ph I | Authorized by PRC (Phase II/III) |  | 2020: 0; 2021: 0; 2022: 0; 2023: 0; 2024: 0; 2025: 0; 2026: 0; 2027: 85; 2028: 0; 2029: 45; 2030: 0 | 130 |  | Yes | Yes
Dresden | Strategic & Pools | DRE-16-0066 | LR2 (P) DRE Auxiliary Transformers Replacement. 2019 (Ph I | Authorized by PRC (Phase II/III) |  | 2020: 0; 2021: 0; 2022: 0; 2023: 0; 2024: 0; 2025: 0; 2026: 5604; 2027: 6578; 2028: 858; 2029: 4988; 2030: 0 | 18028 |  | Yes | No
Fitz | MCIP | JAF-17-0066 | Replace JAF Dry Type Transformers | Authorized by PRC (Phase II/III) | FPR24, FPR25, FPR26 | 2020: 962; 2021: 261; 2022: 1000; 2023: 200; 2024: 700; 2025: 0; 2026: 0; 2027: 0; 2028: 0; 2029: 0; 2030: 0; 2031: 0; 2032: 0; 2033: 0; 2034: 0 | 3123 |  | No | No
Fitz | MCIP | JAF-19-0049 | Procure Reserve Station Transformer (T2, T3) | Approved by PRC (Budgeted) |  | 2020: 0; 2021: 0; 2022: 0; 2023: 500; 2024: 1000; 2025: 0; 2026: 0; 2027: 0; 2028: 0; 2029: 0; 2030: 0; 2031: 0; 2032: 0; 2033: 0; 2034: 0 | 1500 |  | No | No
Fitz | O&M MCIP | JAF-19-0010 | Dry Transformer Readiness | Authorized by PRC (Phase II/III) |  | 2020: 333; 2021: 0; 2022: 0; 2023: 0; 2024: 0; 2025: 0; 2026: 0; 2027: 0; 2028: 0; 2029: 0; 2030: 0; 2031: 0; 2032: 0; 2033: 0; 2034: 0 | 333 |  | No | No
Fitz | O&M MCIP | JAF-17-0038 | Replace 4.6KV Normal Station Transformer 71T-4 | Authorized by PRC (Phase II/III) | FPR24 | 2020: 8; 2021: 0; 2022: 0; 2023: 0; 2024: 0; 2025: 0; 2026: 0; 2027: 0; 2028: 0; 2029: 0; 2030: 0; 2031: 0; 2032: 0; 2033: 0; 2034: 0 | 8 |  | Yes | No
Fitz | Strategic & Pools | JAF-17-0038 | Replace 4.6KV Normal Station Transformer 71T-4 | Authorized by PRC (Phase II/III) | FPR24 | 2020: 3629; 2021: 0; 2022: 0; 2023: 0; 2024: 0; 2025: 0; 2026: 0; 2027: 0; 2028: 0; 2029: 0; 2030: 0; 2031: 0; 2032: 0; 2033: 0; 2034: 0 | 3629 |  | Yes | No
Ginna | MCIP | GIN-16-0078 | Ginna Auxiliary Transformer Plan - Procure & Install Spare | Authorized by PRC (Phase I) |  | 2020: 1695; 2021: 0; 2022: 0; 2023: 0; 2024: 0; 2025: 0; 2026: 0; 2027: 0; 2028: 0; 2029: 0 | 1695 |  | No | No
Ginna | MCIP | GIN-20-0010 | Ginna Auxiliary Transformer Plan - Replace PXYD012B with | Approved by PRC (Budget Requested) |  | 2020: 0; 2021: 795; 2022: 0; 2023: 0; 2024: 0; 2025: 0; 2026: 0; 2027: 0; 2028: 0; 2029: 0 | 795 |  | No | No
LaSalle | Strategic & Pools | LAS-16-0066 | LAS Auxiliary Transformers Replacement | Approved by PRC (Budget Requested) |  | 0 | 0 | 0 | 0 | 308 | 3308 | 4363 | 4543 | 4255 | 1075 | 0 | 0 | 0 | 0 | 0 | 0 | 0 | 0 | 0 | 0 | 0 | 0 | 0 | 0 | [11 empty] | 17852 |  | No | No
Limerick | O&M MCIP | LG-16-0097 | LG Auxiliary Transformers Replacement | Authorized by PRC (Phase II/III) |  | 25 | 14 | 117 | 0 | 0 | 0 | 0 | 0 | 0 | 0 | 0 | 0 | 0 | 0 | 0 | 0 | 0 | 0 | 0 | 0 | 0 | 0 | 0 | 0 | 0 | 0 | 0 | 0 | 0 | 0 | [5 empty] | 156 |  | Yes | Yes
Limerick | Strategic & Pools | LG-16-0097 | LG Auxiliary Transformers Replacement | Authorized by PRC (Phase II/III) |  | 5243 | 9271 | 4936 | 0 | 325 | 3530 | 4325 | 1424 | 3286 | 4073 | 1086 | 0 | 0 | 0 | 0 | 0 | 0 | 0 | 0 | 0 | 0 | 0 | 0 | 0 | 0 | 0 | 0 | 0 | 0 | 0 | [5 empty] | 37499 |  | Yes | No
NMP | MCIP | NMP-19-0007 | NMP Procure Spare Dry Type Transformers for Critical Transformers | Authorized by PRC (Phase II/III) | N1R26, N2R18 | 0 | 450 | 0 | 0 | 0 | 0 | 0 | 0 | 0 | 0 | 0 | 0 | 0 | 0 | 0 | 0 | 0 | 0 | 0 | 0 | 0 | 0 | 0 | 0 | 0 | 0 | 0 | [8 empty] | 450 |  | No | No
NMP | O&M MCIP | NMP-15-0151 | NMP 2 Main Power Transformer Replacement | Authorized by CNO (Phase II/III) | N2R17, N2R18 | 0 | 149 | 131 | 0 | 0 | 0 | 0 | 0 | 0 | 0 | 0 | 0 | 0 | 0 | 0 | 0 | 0 | 0 | 0 | 0 | 0 | 0 | 0 | 0 | 0 | 0 | 0 | [8 empty] | 280 |  | Yes | No
NMP | Strategic & Pools | NMP-16-0128 | NMP 2 Auxiliary Transformers Replacement | Approved by PRC (Budget Requested) |  | 0 | 0 | 0 | 0 | 299 | 2987 | 1086 | 0 | 0 | 0 | 0 | 0 | 0 | 0 | 0 | 0 | 0 | 0 | 0 | 0 | 0 | 0 | 0 | 0 | 0 | 0 | 0 | [8 empty] | 4372 |  | No | No
NMP | Strategic & Pools | NMP-15-0151 | NMP 2 Main Power Transformer Replacement | Authorized by CNO (Phase II/III) | N2R17, N2R18 | 6071 | 14045 | 7796 | 0 | 0 | 0 | 0 | 0 | 0 | 0 | 0 | 0 | 0 | 0 | 0 | 0 | 0 | 0 | 0 | 0 | 0 | 0 | 0 | 0 | 0 | 0 | 0 | [8 empty] | 27912 |  | Yes | No
Peach Bottom | MCIP | PB-14-0044 | Circ Water Pump Motor Transformer Replacement | Authorized by PRC (Phase II/III) |  | 584 | 0 | 0 | 0 | 0 | 0 | 0 | 0 | 0 | 0 | 0 | 0 | 0 | 0 | 0 | 0 | 0 | 0 | 0 | 0 | 0 | 0 | 0 | 0 | 0 | 0 | 0 | 0 | 0 | 0 | 0 | 0 | 0 | 0 | 0 | 584 |  | No | No
Peach Bottom | MCIP | PB-14-0047 | Service Water Pump Motor Transformer Replacement | Authorized by PRC (Phase II/III) |  | 562 | 0 | 0 | 0 | 0 | 0 | 0 | 0 | 0 | 0 | 0 | 0 | 0 | 0 | 0 | 0 | 0 | 0 | 0 | 0 | 0 | 0 | 0 | 0 | 0 | 0 | 0 | 0 | 0 | 0 | 0 | 0 | 0 | 0 | 0 | 562 |  | No | No
Peach Bottom | Strategic & Pools | PB-16-0060 | PB Auxiliary Transformers Replacement - Startup Transformers | Issue Clean-up |  | 0 | 0 | 0 | 0 | 0 | 616 | 6630 | 8256 | 2080 | 0 | 0 | 0 | 0 | 0 | 0 | 0 | 0 | 0 | 0 | 0 | 0 | 0 | 0 | 0 | 0 | 0 | 0 | 0 | 0 | 0 | 0 | 0 | 0 | 0 | 0 | 17582 |  | No | No
Peach Bottom | Strategic & Pools | PB-17-0060 | 2EA and 3EA Transformers Replacement | Approved by PRC (Budget Requested) |  | 0 | 0 | 0 | 0 | 0 | 308 | 3315 | 4128 | 1040 | 0 | 0 | 0 | 0 | 0 | 0 | 0 | 0 | 0 | 0 | 0 | 0 | 0 | 0 | 0 | 0 | 0 | 0 | 0 | 0 | 0 | 0 | 0 | 0 | 0 | 0 | 8791 |  | No | No
Quad Cities | Strategic & Pools | QDC-16-0033 | QDC Auxiliary Transformers Replacement | Authorized by PRC (Phase II/III) | Q2R25 | 2020: 3137; 2021: 0; 2022: 0; 2023: 0; 2024: 0; 2025: 0; 2026: 0; 2027: 0; 2028: 0; 2029: 0; 2030: 0; 2031: 0; 2032: 0 | 3137 |  | No | No
Quad Cities | Strategic & Pools | QDC-19-0009 | Replace Transformer 81 (T81) and Transformer 82 (T82) / Modify Protection | Approved by PRC (Budget Requested) | Q1R26, Q2R26 | 2020: 0; 2021: 250; 2022: 2550; 2023: 3750; 2024: 1200; 2025: 0; 2026: 0; 2027: 0; 2028: 0; 2029: 0; 2030: 0; 2031: 0; 2032: 0 | 7750 |  | No | No

## Piping + Raw Water Data
Plant | Type | Issue ID | Issue Name | Status | Issue Outage | 2020 | 2021 | 2022 | 2023 | 2024 | 2025 | 2026 | 2027 | 2028 | 2029 | 2030 | 2031 | 2032 | 2033 | 2034 | 2035 | 2036 | 2037 | 2038 | 2039 | 2040 | 2041 | 2042 | 2043 | 2044 | 2045 | 2046 | 2047 | 2048 | 2049 | 2050 | 2051 | 2052 | 2053 | 2054 | Total | Exclude | Duplicate ID | Duplicate Issue
Braidwood | MCIP | BRW-18-0051 | A2R21 2SXA9A Pipe Replacement | Authorized by PRC (Phase II/III) | A2R21 | 701 | 0 | 0 | 0 | 0 | 0 | 0 | 0 | 0 | 0 | 0 | 0 | 0 | 0 | 0 | 0 | 0 | 0 | 0 | 0 | 0 | 0 | 0 | 0 | 0 | 0 | 0 | 0 | [7 empty] | 701 |  | No | No
Braidwood | MCIP | BRW-11-0764 (155578) | AF-Hard pipe installation for cross-tie flush-BWD | Authorized by PRC (Phase II/III) |  | 0 | 0 | 0 | 400 | 0 | 0 | 0 | 0 | 0 | 0 | 0 | 0 | 0 | 0 | 0 | 0 | 0 | 0 | 0 | 0 | 0 | 0 | 0 | 0 | 0 | 0 | 0 | 0 | [7 empty] | 400 |  | No | No
Braidwood | MCIP | BRW-18-0023 | Inspection and Repair of Distressed Pipes in 48" Diameter CW Blowdown | Authorized by PRC (Phase II/III) |  | 0 | 2000 | 2000 | 2000 | 2000 | 2000 | 2000 | 2000 | 2000 | 2000 | 0 | 0 | 0 | 0 | 0 | 0 | 0 | 0 | 0 | 0 | 0 | 0 | 0 | 0 | 0 | 0 | 0 | 0 | [7 empty] | 18000 |  | Yes | No
Braidwood | O&M MCIP | BRW-18-0023 | Inspection and Repair of Distressed Pipes in 48" Diameter CW Blowdown | Authorized by PRC (Phase II/III) |  | 989 | 0 | 0 | 0 | 0 | 0 | 0 | 0 | 0 | 0 | 0 | 0 | 0 | 0 | 0 | 0 | 0 | 0 | 0 | 0 | 0 | 0 | 0 | 0 | 0 | 0 | 0 | 0 | [7 empty] | 989 |  | Yes | No
Braidwood | O&M MCIP | BRW-18-0016 | CW Inlet/Outlet Piping Corrosion | Authorized by PRC (Phase II/III) |  | 880 | 0 | 0 | 0 | 0 | 0 | 0 | 0 | 0 | 0 | 0 | 0 | 0 | 0 | 0 | 0 | 0 | 0 | 0 | 0 | 0 | 0 | 0 | 0 | 0 | 0 | 0 | 0 | [7 empty] | 880 |  | No | No
Braidwood | Strategic & Pools | BRW-11-0572 (148728) | Buried Condensate (CD) Piping Mitigation Plan20172020 | Authorized by CNO (Phase II/III) |  | 5027 | 0 | 0 | 0 | 0 | 0 | 0 | 0 | 0 | 0 | 0 | 0 | 0 | 0 | 0 | 0 | 0 | 0 | 0 | 0 | 0 | 0 | 0 | 0 | 0 | 0 | 0 | 0 | [7 empty] | 5027 |  | No | No
Byron | MCIP | BYR-12-0008 | Aux Feed Air/Vacuum Vlvs - Pump Suc Standpipes | Authorized by PRC (Phase II/III) | B1R23, B2R22 | 0 | 0 | 0 | 169 | 0 | 0 | 0 | 0 | 0 | 0 | 0 | 0 | 0 | 0 | 0 | 0 | 0 | 0 | 0 | 0 | 0 | 0 | 0 | 0 | 0 | 0 | 0 | [8 empty] | 169 |  | No | No
Byron | MCIP | BYR-17-0025 | TB Floor Drains Piping Replacement | Approved by PRC (Budget Requested) |  | 0 | 3020 | 0 | 0 | 0 | 0 | 0 | 0 | 0 | 0 | 0 | 0 | 0 | 0 | 0 | 0 | 0 | 0 | 0 | 0 | 0 | 0 | 0 | 0 | 0 | 0 | 0 | [8 empty] | 3020 |  | Yes | No
Byron | MCIP | BYR-17-0021 | CW Raw Water Valves | Authorized by PRC (Phase II/III) | B1R22 | 900 | 600 | 200 | 0 | 0 | 0 | 0 | 0 | 0 | 0 | 0 | 0 | 0 | 0 | 0 | 0 | 0 | 0 | 0 | 0 | 0 | 0 | 0 | 0 | 0 | 0 | 0 | [8 empty] | 1700 |  | No | No
Byron | MCIP | BYR-17-0022 | WS Raw Water Valves | Authorized by PRC (Phase II/III) |  | 391 | 50 | 1000 | 150 | 0 | 0 | 0 | 0 | 0 | 0 | 0 | 0 | 0 | 0 | 0 | 0 | 0 | 0 | 0 | 0 | 0 | 0 | 0 | 0 | 0 | 0 | 0 | [8 empty] | 1591 |  | No | No
Byron | MCIP | BYR-17-0024 | SX Raw Water Valves | Authorized by PRC (Phase II/III) |  | 110 | 100 | 250 | 200 | 0 | 0 | 0 | 0 | 0 | 0 | 0 | 0 | 0 | 0 | 0 | 0 | 0 | 0 | 0 | 0 | 0 | 0 | 0 | 0 | 0 | 0 | 0 | [8 empty] | 660 |  | No | No
Byron | MCIP | BYR-17-0020 | FP Raw Water Valves | Authorized by PRC (Phase II/III) |  | 59 | 100 | 300 | 400 | 0 | 0 | 0 | 0 | 0 | 0 | 0 | 0 | 0 | 0 | 0 | 0 | 0 | 0 | 0 | 0 | 0 | 0 | 0 | 0 | 0 | 0 | 0 | [8 empty] | 859 |  | No | No
Byron | O&M MCIP | BYR-16-0109 | Raw Water Piping Replacements | Authorized by PRC (Phase II/III) | B1R23, B2R22, B1R24, | 234 | 188 | 0 | 0 | 0 | 0 | 0 | 0 | 0 | 0 | 0 | 0 | 0 | 0 | 0 | 0 | 0 | 0 | 0 | 0 | 0 | 0 | 0 | 0 | 0 | 0 | 0 | [8 empty] | 422 |  | Yes | Yes
Byron | O&M MCIP | BYR-17-0025 | TB Floor Drains Piping Replacement | Approved by PRC (Budget Requested) |  | 397 | 540 | 0 | 0 | 0 | 0 | 0 | 0 | 0 | 0 | 0 | 0 | 0 | 0 | 0 | 0 | 0 | 0 | 0 | 0 | 0 | 0 | 0 | 0 | 0 | 0 | 0 | [8 empty] | 937 |  | Yes | No
Byron | O&M MCIP | BYR-17-0056 | Split pipe in CWPH in area near 2A CW Pump (OD) | Authorized by PRC (Phase II/III) | B2R21, B1R23 | 57 | 25 | 0 | 0 | 0 | 0 | 0 | 0 | 0 | 0 | 0 | 0 | 0 | 0 | 0 | 0 | 0 | 0 | 0 | 0 | 0 | 0 | 0 | 0 | 0 | 0 | 0 | [8 empty] | 82 |  | No | No
Byron | Strategic & Pools | BYR-16-0109 | Raw Water Piping Replacements | Authorized by PRC (Phase II/III) | B1R23, B2R22, B1R24, | 1000 | 2108 | 2495 | 545 | 0 | 0 | 0 | 0 | 0 | 0 | 0 | 0 | 0 | 0 | 0 | 0 | 0 | 0 | 0 | 0 | 0 | 0 | 0 | 0 | 0 | 0 | 0 | [8 empty] | 6148 |  | Yes | No
Calvert | MCIP | CAL-0233 | REPLACE PIPE PER FAC PROGRAM (CAP) | Approved by PRC (Budgeted) | CC1R17, CC1R18, CC1R19, | 2020: 176; 2021: 250; 2022: 150; 2023: 250; 2024: 250; 2025: 260; 2026: 260; 2027: 260; 2028: 260; 2029: 246; 2030: 205; 2031: 151; 2032: 102; 2033: 45; 2034: 36; 2035: 0; 2036: 0 | 2901 |  | No | No
Calvert | O&M MCIP | CAL-08-0089 | BURIED PIPING INSPECTION PROGRAM | Approved by PRC (Budgeted) |  | 2020: 350; 2021: 0; 2022: 0; 2023: 0; 2024: 0; 2025: 0; 2026: 0; 2027: 0; 2028: 0; 2029: 0; 2030: 0; 2031: 0; 2032: 0; 2033: 0; 2034: 0; 2035: 0; 2036: 0 | 350 |  | Yes | No
Calvert | O&M MCIP | CAL-08-0089 | BURIED PIPING INSPECTION PROGRAM | Approved by PRC (Budgeted) |  | 2020: 0; 2021: 450; 2022: 350; 2023: 0; 2024: 0; 2025: 0; 2026: 0; 2027: 0; 2028: 0; 2029: 0; 2030: 0; 2031: 0; 2032: 0; 2033: 0; 2034: 0; 2035: 0; 2036: 0 | 800 |  | Yes | Yes
Calvert | O&M MCIP | CAL-16-0024 | Raw Water Aboveground Piping Inspections | Approved by PRC (Budgeted) | CC2R22, CC1R24, CC2R23, | 2020: 90; 2021: 0; 2022: 0; 2023: 0; 2024: 0; 2025: 0; 2026: 0; 2027: 0; 2028: 0; 2029: 0; 2030: 0; 2031: 0; 2032: 0; 2033: 0; 2034: 0; 2035: 0; 2036: 0 | 90 |  | Yes | No
Calvert | O&M MCIP | CAL-16-0024 | Raw Water Aboveground Piping Inspections | Approved by PRC (Budgeted) | CC2R22, CC1R24, CC2R23, | 2020: 0; 2021: 80; 2022: 0; 2023: 0; 2024: 0; 2025: 0; 2026: 0; 2027: 0; 2028: 0; 2029: 0; 2030: 0; 2031: 0; 2032: 0; 2033: 0; 2034: 0; 2035: 0; 2036: 0 | 80 |  | Yes | Yes
Clinton | MCIP | CPS-11-0023 (146266) | FAC Piping | Authorized by PRC (Phase I) | C1R21, C1R22, C1R23, | 200 | 3500 | 200 | 4000 | 200 | 4000 | 200 | 2000 | 200 | 2000 | 200 | 2000 | 0 | 0 | 0 | 0 | 0 | 0 | 0 | 0 | 0 | 0 | 0 | 0 | 0 | 0 | 0 | [8 empty] | 18700 |  | No | No
Clinton | O&M MCIP | CPS-14-0010 | Complete buried abandoned CY piping mitigation in 2020 | Issue Clean-up |  | 400 | 0 | 0 | 0 | 0 | 0 | 0 | 0 | 0 | 0 | 0 | 0 | 0 | 0 | 0 | 0 | 0 | 0 | 0 | 0 | 0 | 0 | 0 | 0 | 0 | 0 | 0 | [8 empty] | 400 |  | Yes | Yes
Clinton | O&M MCIP | CPS-11-0271 (149904) | RCIC Exhaust Piping - Water Hammer Analysis-CPS | Approved by PRC (Budget Requested) |  | 0 | 0 | 500 | 0 | 0 | 0 | 0 | 0 | 0 | 0 | 0 | 0 | 0 | 0 | 0 | 0 | 0 | 0 | 0 | 0 | 0 | 0 | 0 | 0 | 0 | 0 | 0 | [8 empty] | 500 |  | No | No
Clinton | Strategic & Pools | CPS-19-0050 | Raw Water Biocide Treatment - Purate | Submitted to PHC-SC |  | 200 | 2250 | 0 | 0 | 0 | 0 | 0 | 0 | 0 | 0 | 0 | 0 | 0 | 0 | 0 | 0 | 0 | 0 | 0 | 0 | 0 | 0 | 0 | 0 | 0 | 0 | 0 | [8 empty] | 2450 |  | No | No
Corporate | O&M MCIP | BYR-16-0109 | Raw Water Piping Replacements | Authorized by PRC (Phase II/III) | B1R23, B2R22, B1R24, | 234 | 188 | 0 | 0 | 0 | 0 | 0 | 0 | 0 | 0 | 0 | 0 | 0 | 0 | 0 | 0 | 0 | 0 | 0 | 0 | 0 | 0 | 0 | 0 | 0 | 0 | 0 | 0 | [7 empty] | 422 | yes | Yes | Yes
Corporate | O&M MCIP | CAL-08-0089 | BURIED PIPING INSPECTION PROGRAM | Approved by PRC (Budgeted) |  | 0 | 450 | 350 | 0 | 0 | 0 | 0 | 0 | 0 | 0 | 0 | 0 | 0 | 0 | 0 | 0 | 0 | 0 | 0 | 0 | 0 | 0 | 0 | 0 | 0 | 0 | 0 | 0 | [7 empty] | 800 | yes | Yes | Yes
Corporate | O&M MCIP | CPS-14-0010 | Complete buried abandoned CY piping mitigation in 2020 | Issue Clean-up |  | 400 | 0 | 0 | 0 | 0 | 0 | 0 | 0 | 0 | 0 | 0 | 0 | 0 | 0 | 0 | 0 | 0 | 0 | 0 | 0 | 0 | 0 | 0 | 0 | 0 | 0 | 0 | 0 | [7 empty] | 400 | yes | Yes | Yes
Corporate | O&M MCIP | LG-17-0031 | ESW/RHRSW Pipe Mitigation Project | Authorized by CNO (Phase II/III) | Li1R18, Li2R16 | 8 | 2 | 0 | 0 | 0 | 0 | 0 | 0 | 0 | 0 | 0 | 0 | 0 | 0 | 0 | 0 | 0 | 0 | 0 | 0 | 0 | 0 | 0 | 0 | 0 | 0 | 0 | 0 | [7 empty] | 10 | yes | Yes | Yes
Corporate | O&M MCIP | NMP-16-0060 | NMP Raw Water piping Inspections for implementation of the | Authorized by CNO (Phase II/III) | N1R26, N1R24, N2R16, | 100 | 75 | 0 | 0 | 0 | 0 | 0 | 0 | 0 | 0 | 0 | 0 | 0 | 0 | 0 | 0 | 0 | 0 | 0 | 0 | 0 | 0 | 0 | 0 | 0 | 0 | 0 | 0 | [7 empty] | 175 | yes | Yes | Yes
Corporate | O&M MCIP | NMP-16-0153 | NMP 2 HVT / GTS Tunnel piping inspections for implementation of the | Approved by PRC (Budget Requested) | N2R17 | 300 | 0 | 0 | 0 | 0 | 0 | 0 | 0 | 0 | 0 | 0 | 0 | 0 | 0 | 0 | 0 | 0 | 0 | 0 | 0 | 0 | 0 | 0 | 0 | 0 | 0 | 0 | 0 | [7 empty] | 300 | yes | Yes | Yes
Corporate | O&M MCIP | PB-14-0036 | Raw Water Piping Margin Analysis - SIA FEA | Authorized by PRC (Phase II/III) |  | 180 | 0 | 0 | 0 | 0 | 0 | 0 | 0 | 0 | 0 | 0 | 0 | 0 | 0 | 0 | 0 | 0 | 0 | 0 | 0 | 0 | 0 | 0 | 0 | 0 | 0 | 0 | 0 | [7 empty] | 180 | yes | Yes | Yes
Corporate | O&M MCIP | PB-19-0059 | U3 A/C HPSW supply pipe replacement (located in U3 RBCCW room) | Authorized by PRC (Phase II/III) |  | 196 | 0 | 0 | 0 | 0 | 0 | 0 | 0 | 0 | 0 | 0 | 0 | 0 | 0 | 0 | 0 | 0 | 0 | 0 | 0 | 0 | 0 | 0 | 0 | 0 | 0 | 0 | 0 | [7 empty] | 196 | yes | Yes | Yes
Corporate | O&M MCIP | CAL-16-0024 | Raw Water Aboveground Piping Inspections | Approved by PRC (Budgeted) | CC2R22, CC1R24, CC2R23, | 0 | 80 | 0 | 0 | 0 | 0 | 0 | 0 | 0 | 0 | 0 | 0 | 0 | 0 | 0 | 0 | 0 | 0 | 0 | 0 | 0 | 0 | 0 | 0 | 0 | 0 | 0 | 0 | [7 empty] | 80 | yes | Yes | Yes
Dresden | MCIP | DRE-11-0530 (100119) | Annual Item - FAC, Small Bore Piping Replacement | Authorized by PRC (Phase II/III) | D2R25, D3R25, D2R26, | 2020: 313; 2021: 319; 2022: 325; 2023: 331; 2024: 338; 2025: 345; 2026: 705; 2027: 720; 2028: 735; 2029: 0; 2030: 0 | 4131 |  | No | No
Dresden | O&M MCIP | DRE-15-0010 | 2016 - 2022 High Risk Buried Piping Inspections O&M | Authorized by PRC (Phase II/III) |  | 2020: 0; 2021: 150; 2022: 155; 2023: 160; 2024: 0; 2025: 0; 2026: 0; 2027: 0; 2028: 0; 2029: 0; 2030: 0 | 465 |  | No | No
Dresden | Outage | DRE-11-0089 (141005) | DRE - 3C CWP Discharge Pipe Degraded |  |  | 2020: 300; 2021: 0; 2022: 0; 2023: 0; 2024: 0; 2025: 0; 2026: 0; 2027: 0; 2028: 0 | 300 |  | No | No
Dresden | Strategic & Pools | DRE-11-0418 (153107) | Annual Item - CCSW Pipe Replacement (LR2 2022-EOL) | Authorized by PRC (Phase II/III) | D3R26, D2R27, D3R27, | 2020: 1500; 2021: 1500; 2022: 0; 2023: 0; 2024: 0; 2025: 0; 2026: 0; 2027: 0; 2028: 0; 2029: 0; 2030: 0 | 3000 |  | No | No
Dresden | Strategic & Pools | DRE-19-0054 | LR2 Raw Water Purate Biocide Injection | Submitted to PHC |  | 2020: 0; 2021: 0; 2022: 0; 2023: 1300; 2024: 0; 2025: 0; 2026: 0; 2027: 0; 2028: 0; 2029: 0; 2030: 0 | 1300 |  | No | No
Fitz | MCIP | JAF-17-0065 | Replacement of ESW Piping to Crescents and Electric Bays | Issue Clean-up | FPR25, FPR26 | 2020: 0; 2021: 395; 2022: 625; 2023: 158; 2024: 1480; 2025: 0; 2026: 0; 2027: 0; 2028: 0; 2029: 0; 2030: 0; 2031: 0; 2032: 0; 2033: 0; 2034: 0 | 2658 |  | No | No
Fitz | O&M MCIP | JAF-17-0214 | Underground Piping Inspections | Approved by PRC (Budgeted) |  | 2020: 0; 2021: 0; 2022: 501; 2023: 0; 2024: 0; 2025: 0; 2026: 0; 2027: 0; 2028: 0; 2029: 0; 2030: 0; 2031: 0; 2032: 641; 2033: 0; 2034: 0 | 1142 |  | No | No
Ginna | MCIP | GIN-16-0098 | Pipe Cable Cathodic Protection Upgrade | Approved by PRC (Budgeted) |  | 2020: 0; 2021: 50; 2022: 250; 2023: 0; 2024: 0; 2025: 0; 2026: 0; 2027: 0; 2028: 0; 2029: 0 | 300 |  | No | No
LaSalle | MCIP | LAS-11-0448 (100758) | F.A.C. Small Bore Piping Material Upgrade-LAS | Authorized by PRC (Phase II/III) |  | 1265 | 1202 | 600 | 650 | 665 | 680 | 695 | 710 | 725 | 740 | 755 | 770 | 785 | 800 | 0 | 0 | 0 | 0 | 0 | 0 | 0 | 0 | 0 | 0 | [11 empty] | 11042 |  | No | No
LaSalle | O&M MCIP | LAS-19-0015 | Modify FP Piping for License Renewal Commitments | Authorized by PRC (Phase II/III) |  | 40 | 0 | 0 | 0 | 0 | 0 | 0 | 0 | 0 | 0 | 0 | 0 | 0 | 0 | 0 | 0 | 0 | 0 | 0 | 0 | 0 | 0 | 0 | 0 | [11 empty] | 40 |  | No | No
LaSalle | Strategic & Pools | LAS-17-0004 | Raw Water Piping Hit Team (works with LAS-15-0006) | Approved by PRC (Budget Requested) | L1R17, L2R17, L1R18, | 1000 | 1000 | 0 | 0 | 0 | 0 | 0 | 0 | 0 | 0 | 0 | 0 | 0 | 0 | 0 | 0 | 0 | 0 | 0 | 0 | 0 | 0 | 0 | 0 | [11 empty] | 2000 |  | No | No
Limerick | MCIP | LG-11-0085 (103220) | FAC Pipe Upgrade Priority A - LIM | Authorized by PRC (Phase II/III) | LI1R14, LI1R15, LI1R16, | 1350 | 1404 | 1418 | 1432 | 1446 | 1461 | 1475 | 1490 | 1505 | 1520 | 1535 | 1551 | 1566 | 1582 | 1250 | 1614 | 1000 | 1646 | 750 | 1250 | 500 | 1000 | 0 | 750 | 0 | 500 | 0 | 0 | 0 | 0 | [5 empty] | 30995 |  | No | No
Limerick | O&M MCIP | LG-20-0015 | ESW Piping Legacy Calculation Issue | Approved by Supervisor |  | 1365 | 0 | 0 | 0 | 0 | 0 | 0 | 0 | 0 | 0 | 0 | 0 | 0 | 0 | 0 | 0 | 0 | 0 | 0 | 0 | 0 | 0 | 0 | 0 | 0 | 0 | 0 | 0 | 0 | 0 | [5 empty] | 1365 |  | No | No
Limerick | O&M MCIP | LG-17-0031 | ESW/RHRSW Pipe Mitigation Project | Authorized by CNO (Phase II/III) | Li1R18, Li2R16 | 8 | 2 | 0 | 0 | 0 | 0 | 0 | 0 | 0 | 0 | 0 | 0 | 0 | 0 | 0 | 0 | 0 | 0 | 0 | 0 | 0 | 0 | 0 | 0 | 0 | 0 | 0 | 0 | 0 | 0 | [5 empty] | 10 |  | Yes | Yes
Limerick | Strategic & Pools | LG-19-0069 | ESW Pipe Mitigation Project | Submitted to Supervisor | Li1R20, Li2R18, Li2R19, | 0 | 0 | 3872 | 0 | 3946 | 4020 | 4096 | 4170 | 4244 | 4318 | 4394 | 4467 | 4541 | 4616 | 0 | 4765 | 0 | 0 | 0 | 0 | 0 | 0 | 0 | 0 | 0 | 0 | 0 | 0 | 0 | 0 | [5 empty] | 51449 |  | No | No
Limerick | Strategic & Pools | LG-17-0031 | ESW/RHRSW Pipe Mitigation Project | Authorized by CNO (Phase II/III) | Li1R18, Li2R16 | 4262 | 4054 | 1700 | 3337 | 0 | 0 | 0 | 0 | 0 | 0 | 0 | 0 | 0 | 0 | 0 | 0 | 0 | 0 | 0 | 0 | 0 | 0 | 0 | 0 | 0 | 0 | 0 | 0 | 0 | 0 | [5 empty] | 13353 |  | Yes | No
NMP | MCIP | NMP-16-0119 | NMP 1 City Water Piping Replacement | Authorized by PRC (Phase II/III) |  | 1220 | 0 | 0 | 0 | 0 | 0 | 0 | 0 | 0 | 0 | 0 | 0 | 0 | 0 | 0 | 0 | 0 | 0 | 0 | 0 | 0 | 0 | 0 | 0 | 0 | 0 | 0 | [8 empty] | 1220 |  | No | No
NMP | O&M MCIP | NMP-16-0154 | NMP 2 Fire Protection buried piping excavation for implementation of the | Approved by PRC (Budgeted) | N1R24, N2R16, N1R25, | 0 | 0 | 0 | 0 | 100 | 0 | 0 | 0 | 0 | 0 | 0 | 0 | 0 | 0 | 0 | 0 | 0 | 0 | 0 | 0 | 0 | 0 | 0 | 0 | 0 | 0 | 0 | [8 empty] | 100 |  | No | No
NMP | O&M MCIP | NMP-16-0060 | NMP Raw Water piping Inspections for implementation of the | Authorized by CNO (Phase II/III) | N1R26, N1R24, N2R16, | 100 | 75 | 0 | 0 | 0 | 0 | 0 | 0 | 0 | 0 | 0 | 0 | 0 | 0 | 0 | 0 | 0 | 0 | 0 | 0 | 0 | 0 | 0 | 0 | 0 | 0 | 0 | [8 empty] | 175 |  | Yes | Yes
NMP | O&M MCIP | NMP-16-0153 | NMP 2 HVT / GTS Tunnel piping inspections for implementation of the | Approved by PRC (Budget Requested) | N2R17 | 300 | 0 | 0 | 0 | 0 | 0 | 0 | 0 | 0 | 0 | 0 | 0 | 0 | 0 | 0 | 0 | 0 | 0 | 0 | 0 | 0 | 0 | 0 | 0 | 0 | 0 | 0 | [8 empty] | 300 |  | Yes | Yes
NMP | Outage | NMP-10-0367 | NMP 2 Degradation of Cooling Tower Intake piping and risers |  |  | 950 | 0 | 1577 | 0 | 0 | 0 | 0 | 0 | 0 | 0 | 0 | 0 | 0 | 0 | 0 | 0 | 0 | 0 | 0 | 0 | 0 | 0 | 0 | 0 | 0 | [10 empty] | 2527 |  | No | No
NMP | Strategic & Pools | NMP-19-0002 | NMP2 Raw Water Purate Biocide Injection | Authorized by PRC (Phase I) |  | 200 | 2550 | 0 | 0 | 0 | 0 | 0 | 0 | 0 | 0 | 0 | 0 | 0 | 0 | 0 | 0 | 0 | 0 | 0 | 0 | 0 | 0 | 0 | 0 | 0 | 0 | 0 | [8 empty] | 2750 |  | No | No
Peach Bottom | MCIP | PB-11-0015 (152008) | FAC Piping Replacements 2013 to end of life | Authorized by PRC (Phase II/III) | P2R20, P2R21, P2R22, | 0 | 800 | 705 | 727 | 748 | 771 | 793 | 817 | 842 | 867 | 893 | 920 | 947 | 0 | 0 | 0 | 0 | 0 | 0 | 0 | 0 | 0 | 0 | 0 | 0 | 0 | 0 | 0 | 0 | 0 | 0 | 0 | 0 | 0 | 0 | 9830 |  | No | No
Peach Bottom | O&M MCIP | PB-14-0036 | Raw Water Piping Margin Analysis - SIA FEA | Authorized by PRC (Phase II/III) |  | 180 | 0 | 0 | 0 | 0 | 0 | 0 | 0 | 0 | 0 | 0 | 0 | 0 | 0 | 0 | 0 | 0 | 0 | 0 | 0 | 0 | 0 | 0 | 0 | 0 | 0 | 0 | 0 | 0 | 0 | 0 | 0 | 0 | 0 | 0 | 180 |  | Yes | Yes
Peach Bottom | O&M MCIP | PB-19-0059 | U3 A/C HPSW supply pipe replacement (located in U3 RBCCW room) | Authorized by PRC (Phase II/III) |  | 196 | 0 | 0 | 0 | 0 | 0 | 0 | 0 | 0 | 0 | 0 | 0 | 0 | 0 | 0 | 0 | 0 | 0 | 0 | 0 | 0 | 0 | 0 | 0 | 0 | 0 | 0 | 0 | 0 | 0 | 0 | 0 | 0 | 0 | 0 | 196 |  | Yes | Yes
Peach Bottom | Outage | PB-17-0016 | Erosion Damage Replacement Projects for Previously Upgraded Piping |  |  | 528 | 250 | 250 | 250 | 250 | 0 | 0 | 0 | 0 | 0 | 0 | 0 | 0 | 0 | 0 | 0 | 0 | 0 | 0 | 0 | 0 | 0 | 0 | 0 | 0 | 0 | 0 | 0 | 0 | 0 | [5 empty] | 1528 |  | No | No
Peach Bottom | Strategic & Pools | PB-17-0051 | Raw Water Purate Biocide Injection | Approved by PRC (Budget Requested) |  | 200 | 2550 | 0 | 0 | 0 | 0 | 0 | 0 | 0 | 0 | 0 | 0 | 0 | 0 | 0 | 0 | 0 | 0 | 0 | 0 | 0 | 0 | 0 | 0 | 0 | 0 | 0 | 0 | 0 | 0 | 0 | 0 | 0 | 0 | 0 | 2750 |  | No | No
Quad Cities | MCIP | QDC-11-0477 (002078) | FAC Piping Material Upgrade -QDC | Approved by PRC (Budget Requested) | Q1R25, Q1R26, Q2R25, | 2020: 1000; 2021: 1000; 2022: 1000; 2023: 1000; 2024: 1000; 2025: 0; 2026: 0; 2027: 0; 2028: 0; 2029: 0; 2030: 0; 2031: 0; 2032: 0 | 5000 |  | No | No
Quad Cities | MCIP | QDC-19-0046 | Q1R26 PM Caps - Erosion in Piping & Components Program | Approved by PRC (Budget Requested) | Q1R23, Q2R23, Q1R24, | 2020: 0; 2021: 1185; 2022: 0; 2023: 0; 2024: 0; 2025: 0; 2026: 0; 2027: 0; 2028: 0; 2029: 0; 2030: 0; 2031: 0; 2032: 0 | 1185 |  | No | No
Quad Cities | MCIP | QDC-18-0085 | Re-route Discharge Piping for B Train of Control Room HVAC | Not or No Longer Approved |  | 2020: 0; 2021: 0; 2022: 50; 2023: 0; 2024: 0; 2025: 0; 2026: 0; 2027: 0; 2028: 0; 2029: 0; 2030: 0; 2031: 0; 2032: 0 | 50 |  | No | No
Quad Cities | O&M MCIP | QDC-11-0096 (122537) | Buried Piping Corrosion Insp-QDC | Approved by PRC (Budget Requested) |  | 2020: 350; 2021: 350; 2022: 350; 2023: 350; 2024: 375; 2025: 375; 2026: 375; 2027: 375; 2028: 400; 2029: 400; 2030: 400; 2031: 400; 2032: 400 | 4900 |  | No | No
Quad Cities | Outage | QDC-15-0075 | Non-Safety Related Service Water Piping Replacement |  |  | 2020: 146; 2021: 0; 2022: 0; 2023: 0; 2024: 0; 2025: 0; 2026: 0; 2027: 0; 2028: 0; 2029: 0; 2030: 0; 2031: 0 | 146 |  | No | No
Quad Cities | Outage | QDC-18-0056 | RHRSW Piping Replacements |  |  | 2020: 0; 2021: 0; 2022: 284; 2023: 254; 2024: 0; 2025: 276; 2026: 0; 2027: 0; 2028: 0; 2029: 0; 2030: 0; 2031: 0 | 814 |  | No | No